## ByObject
Group | Object | CollectionType | IsLibrary | IsArray | IsDirectory | InboundRefCount | HasArrayFields | CardMax_max | RefFields | Fields
DER | Batt | directory | FALSE | TRUE | TRUE | 0 | TRUE | 15 |  | Ctrl; MaxCap; MaxChrgPwr; MaxDschrgPwr
DER | PVArray | directory | FALSE | TRUE | TRUE | 0 | TRUE | 53 |  | ArrayType; Az; CalFlexibleInstallOpt; DCSysSize; GeomSpecMthd; InverterEff; ModuleType; PwrElec; SolarAccess; SpecMthd; TiltAngle; TiltInp
DER | Story | directory | FALSE | TRUE | TRUE | 0 | TRUE | 7 |  | FlrToCeilingHgt; FlrToFlrHgt; Mult; TreeState
DHW | DHWSolSys | directory | FALSE | TRUE | TRUE | 0 | TRUE | 35 |  | Azimuth; Brand; Count; CountFlt; Manufacturer; Model; RatedSSF; RatingProgram; SystemName; Tilt
DHW | ResDHWSys | instance | FALSE | TRUE | FALSE | 1 | TRUE | 177 | DHWSolarSysRef | BranchLossModel; CDServesKitFix; CDServesMBathFix; CDServesThirdFix; CHPWHAutosize; CHPWHComModel; CHPWHCompType; CHPWHIntegPkgType; CHPWHLoopTankComModel; CHPWHLoopTankCompCnt; CHPWHLoopTankCompType; CHPWHLoopTankConfig; CHPWHLoopTankLoc; CHPWHLoopTankNEEABrand; CHPWHLoopTankNEEAModel; CHPWHLoopTankRVal; CHPWHLoopTankTankCnt; CHPWHLoopTankType; CHPWHLoopTankVol; CHPWHLoopTankZone; CHPWHNEEABrand; CHPWHNEEAModel; CHPWHNumComp; CHPWHSrcAirLoc; CHPWHSrcAirZone; CHPWHSysDescrip; CHPWHTankCount; CHPWHTankLoc; CHPWHTankRVal; CHPWHTankZone; CHPWHTotTankVol; CentralDHW; CentralDHWType; CentralRecircType; DHWSolarSysRef; DemRespControl; HERSCheck; LoopHeater; MFamDistType; NRecircLoops; RecircPumpPwr; SolFracAnn; SolFracType; SystemType; TotBathsServed; TotShowersServed; TreeState; UseMaxDurNumHtrs
DHW | ResDHWSysRpt | directory | FALSE | TRUE | TRUE | 0 | TRUE | 1400 | DHWHeaterRef; DHWSysRef | DHWHeaterCnt; DHWHeaterIdx; DHWHeaterRef; DHWSysRef; DwellUnitRptName
DHW | ResDWHRSys | directory | FALSE | TRUE | TRUE | 0 | TRUE | 6 |  | CSARatedEff; Type
Envelope | Ceiling | directory | FALSE | TRUE | TRUE | 0 | TRUE | 3 | ConsAssmRef | ConsAssmRef
Envelope | ExtWall | directory | FALSE | TRUE | TRUE | 0 | TRUE | 323 | ConsAssmRef | Area; Az; ConsAssmRef; TreeState
Envelope | FenCons | library | TRUE | TRUE | FALSE | 2 | TRUE | 21 |  | AssmContext; CertificationMthd; FenProdType; FenType; GlzTint; SHGC; SkyltCurb; SkyltGlz; UFactor; VT
Envelope | IntWall | directory | FALSE | TRUE | TRUE | 0 | TRUE | 345 | AdjacentSpcRef; ConsAssmRef | AdjacentSpcRef; Area; ConsAssmRef; TreeState
Envelope | ResCathedralCeiling | directory | FALSE | TRUE | TRUE | 0 | TRUE | 335 |  | Area; Construction; Orientation; RoofEmiss; RoofRise; RoofSolReflect; Status
Envelope | ResCeilingBelowAttic | directory | FALSE | TRUE | TRUE | 0 | TRUE | 6 |  | Area; AtticZone; Construction; Status
Envelope | ResExtFlr | directory | FALSE | TRUE | TRUE | 0 | TRUE | 10 |  | Area; Construction; FloorZ; Status; Type
Envelope | ResExtWall | directory | FALSE | TRUE | TRUE | 0 | TRUE | 1791 |  | Absorptivity; Area; Construction; Exception; Orientation; OrientationValue; Status; Tilt; TreeState
Envelope | ResIntFlr | directory | FALSE | TRUE | TRUE | 0 | TRUE | 1233 |  | Area; Construction; FloorZ; IsPartySurface; OtherSideModeled; Outside; Status
Envelope | ResIntWall | directory | FALSE | TRUE | TRUE | 0 | TRUE | 2982 |  | Area; Construction; IsPartySurface; OtherSideModeled; Outside; Status
Envelope | ResUndgrWall | directory | FALSE | TRUE | TRUE | 0 | TRUE | 16 |  | Area; Construction; DepthBelowGrade; Status
Envelope | ResWin | directory | FALSE | TRUE | TRUE | 0 | TRUE | 1692 |  | Area; ExteriorShade; Height; LeftFinBotUp; LeftFinDepth; LeftFinDistL; LeftFinTopUp; ModelFinsOverhang; Multiplier; NFRCSHGC; NFRCUfactor; OverhangDepth; OverhangDistUp; OverhangExL; OverhangExR; OverhangFlap; RightFinBotUp; RightFinDepth; RightFinDistR; RightFinTopUp; SpecMethod; Status; UfactorSHGCSource; Width; WinProdType; WinType; exArea; exExteriorShade; exHeight; exLeftFinBotUp; exLeftFinDepth; exLeftFinDistL; exLeftFinTopUp; exMultiplier; exNFRCSHGC; exNFRCUfactor; exOverhangDepth; exOverhangDistUp; exOverhangExL; exOverhangExR; exOverhangFlap; exRightFinBotUp; exRightFinDepth; exRightFinDistR; exRightFinTopUp; exUfactorSHGCSource; exWidth
Envelope | ResWinType | directory | FALSE | TRUE | TRUE | 0 | TRUE | 42 |  | Area; ExteriorShade; Height; LeftFinBotUp; LeftFinDepth; LeftFinDistL; LeftFinTopUp; ModelFinsOverhang; NFRCUfactor; OverhangDepth; OverhangDistUp; OverhangExL; OverhangExR; OverhangFlap; RightFinBotUp; RightFinDepth; RightFinDistR; RightFinTopUp; SpecMethod; Width
Envelope | Roof | directory | FALSE | TRUE | TRUE | 0 | TRUE | 82 | ConsAssmRef | Area; Az; ConsAssmRef; Tilt; TreeState
Envelope | UndgrWall | directory | FALSE | TRUE | TRUE | 0 | TRUE | 4 | ConsAssmRef | ConsAssmRef
Envelope | Win | directory | FALSE | TRUE | TRUE | 0 | TRUE | 292 | FenConsRef | Area; FenConsRef
HVAC | AirSeg | directory | FALSE | TRUE | TRUE | 0 | TRUE | 1059 |  | Path; TreeState; Type
HVAC | AirSys | directory | FALSE | TRUE | TRUE | 0 | TRUE | 546 | CtrlZnRef | ClRstSupHi; ClRstSupLow; ClgCtrl; Cnt; CtrlSysType; CtrlZnRef; Desc; DuctIns; DuctLctn; EffMetric; HERSDuctReq; OptStart; ReheatCtrlMthd; ResHVACAutoSizing; SubType; TreeState; Type
HVAC | Chlr | directory | FALSE | TRUE | TRUE | 0 | TRUE | 4 | CndsrFluidSegInRef; CndsrFluidSegOutRef; EvapFluidSegInRef; EvapFluidSegOutRef | CapRtd; CndsrFluidSegInRef; CndsrFluidSegOutRef; CndsrType; EvapFluidSegInRef; EvapFluidSegOutRef; FuelSrc; IPLVKwPerTon; KwPerTon; Type
HVAC | CoilClg | directory | FALSE | TRUE | TRUE | 0 | TRUE | 579 | FluidSegInRef; FluidSegOutRef | CapTotNetRtd; CndsrType; DXSEER; FluidSegInRef; FluidSegOutRef; FuelSrc; NumClgStages; Type
HVAC | CoilHtg | directory | FALSE | TRUE | TRUE | 0 | TRUE | 1177 | FluidSegInRef; FluidSegOutRef; HtPumpSuppCoilHtgRef | FluidSegInRef; FluidSegOutRef; FuelSrc; FurnThrmlEff; HtPumpHSPF; HtPumpSuppCoilHtgRef; Type
HVAC | Fan | directory | FALSE | TRUE | TRUE | 0 | TRUE | 78 |  | CtrlMthd; ModelingMthd; PwrIdx; TotStaticPress
HVAC | HtPump | directory | FALSE | TRUE | TRUE | 0 | TRUE | 2 | HtgFluidSegInRef; HtgFluidSegOutRef; HtgSuppBlrRef | HtgCapRtd; HtgFluidSegInRef; HtgFluidSegOutRef; HtgRtdCondWtrTemp; HtgSuppBlrRef
HVAC | OACtrl | directory | FALSE | TRUE | TRUE | 0 | TRUE | 531 | AirSegRetRef; AirSegSupRef | AirSegRetRef; AirSegSupRef; CtrlType; EconoCtrlMthd; EconoHiTempLockout; EconoIntegration; EconoLowTempLockout; HtRcvryBypassCtrlType; OASchMthd
HVAC | ResFanSys | directory | FALSE | TRUE | TRUE | 0 | TRUE | 82 |  | DefaultSystem; HERSCheck; Type; WperCFMCool
HVAC | ResHtPumpSys | directory | FALSE | TRUE | TRUE | 0 | TRUE | 53 | HERSHtPumpRef | ACCharge; AutoSize; BackupOption; CEER; CFMperTon; Cap47; EER; EER2; EffMetric; HERSHtPumpRef; HSPF; HSPF2; HasHPLockout; HeatPower; HtgAuxSizingFactor; HtgSizingFactor; IsDualFuel; IsMultiSpeed; IsZonal; RefrigerantType; SEER; SEER2; Type; UseEERinAnalysis; VCHPCertAutoFan; VCHPDucts
HVAC | ResIAQFan | directory | FALSE | TRUE | TRUE | 0 | TRUE | 192 |  | AdjSensRecovEff; IAQCFM; IAQFanType; IncludesRecov; SensRecovEff; SetPerfByHVIInterp; WperCFMIAQ
Other | BatchRuns | directory | FALSE | TRUE | TRUE | 0 | TRUE | 2 |  | AdditionalInputs; IncludeSubdirs; OutputProjDir; ProjDirectory; ProjFileNames; RunSetFile; StoreProjToSepDir
Other | Blr | directory | FALSE | TRUE | TRUE | 0 | TRUE | 12 | FluidSegInRef; FluidSegOutRef | AFUE; CapRtd; CombEff; DraftFanHp; DraftType; FluidSegInRef; FluidSegOutRef; FuelSrc; ThrmlEff; TreeState; Type; UnldRatMin
Other | CUAC | directory | FALSE | TRUE | TRUE | 0 | TRUE | 4 |  | AffordableBattMaxCap; AffordablePVDCSysSize; ContactEMail; ContactName; ContactPhone; ElecTariffAdj; ElecTerritory; ElecUtility; G2ElecTariff; G2ElecTerritory; G2GasTariff; G2GasTerritory; GasTerritory; GasUtility; Locality; OwnerAddress; OwnerCity; OwnerName; OwnerZIPCode; PVBillingOption; ProjectID; RptOption; TrashMonthlyCost; TrashRateType; UnitType; WaterMonthlyCost; WaterRateType; WaterVolumeCost
Other | CartesianPt | directory | FALSE | TRUE | TRUE | 0 | TRUE | 7430 |  | Coord
Other | ConsAssm | library | TRUE | TRUE | FALSE | 8 | TRUE | 79 |  | CRRCAgedEmit; CRRCAgedRefl; CRRCInitialEmit; CRRCInitialRefl; CRRCProdID; CompatibleSurfType; ExtRoughness; SlabType; SpecMthd
Other | CrvCubic | directory | FALSE | TRUE | TRUE | 0 | TRUE | 7 |  | Coef1; Coef2; Coef3; Coef4; MaxOut; MaxVar1; MinOut; MinVar1
Other | CrvQuad | directory | FALSE | TRUE | TRUE | 0 | TRUE | 4 |  | Coef1; Coef2; Coef3; MaxOut; MaxVar1; MinOut; MinVar1
Other | Dr | directory | FALSE | TRUE | TRUE | 0 | TRUE | 25 | DrConsRef | DrConsRef
Other | DrCons | library | TRUE | TRUE | FALSE | 1 | TRUE | 3 |  | CertificationMthd; Open; UFactor
Other | DwellUnit | instance | FALSE | TRUE | FALSE | 1 | TRUE | 1245 | DryerZoneRef; DwellUnitTypeRef; WasherZoneRef | CondFlrArea; Count; DryerZoneRef; DwellUnitTypeRef; WasherZoneRef
Other | DwellUnitType | library | TRUE | TRUE | FALSE | 2 | TRUE | 195 | HVACDistRef; HVACFanRef | CDNumFloorsServed; CDSpecFixDists; CentralExhaustCFM; CentralSupplyCFM; CompactDistrib; CondFlrArea; CookFuel; DHWAmbientCond; DHWSolFracType; DHWSystemType; DishUsageMethod; DryerFuel; DryerOption; HVACDistRef; HVACFanRef; HVACSysType; HaveCook; HaveDish; HaveRefrig; IAQFanCnt; IAQHasFID; IAQOption; IAQSupInletsAccessible; NumBedrooms; NumCoolEquipTypes; NumDHWSysTypes; NumHeatEquipTypes; NumHtPumpEquipTypes; RefrigEffMethod; ServesAsDHWHtr; UsrCompactFactor; UsrSpecCmpctDist; WasherOption
Other | EUseSummary | directory | FALSE | TRUE | TRUE | 0 | TRUE | 53 |  | AnalysisValid; ComplyMessage; DHW_SSF_Summary; HideCompSmrySrc; HideCompSmryTot; MarginkW; NRCCPRFPayldProcDate; NRCCPRFPayldTransID; PVBattResultsValid; PassFail; PctSavCmpSLCCLbl; PctSavCmpSrcLbl; PctSavEffSLCCLbl; PctSavEffSrcLbl; PctSavSLCCLbl; PctSavSrcLbl; PctSavingsCmpSLCC; PctSavingsCmpSrc; PctSavingsEffSLCC; PctSavingsEffSrc; PctSavingsSLCC; PctSavingsSrc; PropBatt_Ctrl; PropBatt_Pwr; PropBatt_Size; PropPV_Export; PropPV_PctExport; PropPV_Size; PropPV_SizeMsg; PropPV_Total; StdBatt_Ctrl; StdBatt_Pwr; StdBatt_Size; StdDHW_SSF; StdPVBatteryMsg; StdPV_Export; StdPV_PctExport; StdPV_Size; StdPV_Total; ZoneUMLHs; ZoneUMLHsLoaded
Other | ExtFlr | directory | FALSE | TRUE | TRUE | 0 | TRUE | 27 | ConsAssmRef | Area; ConsAssmRef
Other | FluidSeg | directory | FALSE | TRUE | TRUE | 0 | TRUE | 64 |  | Src; Type
Other | FluidSys | directory | FALSE | TRUE | TRUE | 0 | TRUE | 32 |  | CtrlType; DsgnSupWtrDelT; DsgnSupWtrTemp; FixedSupTemp; RstOutdrHi; RstOutdrLow; RstSupHi; RstSupLow; TempCtrl; TreeState; Type
Other | HtRej | directory | FALSE | TRUE | TRUE | 0 | TRUE | 4 | FluidSegInRef; FluidSegOutRef | CapRtd; FluidSegInRef; FluidSegOutRef; ModCtrl; Type
Other | IntFlr | directory | FALSE | TRUE | TRUE | 0 | TRUE | 195 | AdjacentSpcRef; ConsAssmRef | AdjacentSpcRef; Area; ConsAssmRef
Other | Lum | instance | FALSE | FALSE | FALSE | 0 | FALSE | 1 |  | Pwr
Other | Mat | directory | FALSE | TRUE | TRUE | 0 | TRUE | 205 |  | CavityIns; CodeCat; CodeItem; FrmConfig; FrmDepth; FrmMat
Other | ProjVar | directory | FALSE | TRUE | TRUE | 0 | TRUE | 51 |  | ExcptCondHERSKitHood; ExcptCondNarrative; ExcptCondNoClgSys; ExcptCondRtdCap
Other | Pump | directory | FALSE | TRUE | TRUE | 0 | TRUE | 18 |  | FlowCap; FlowMin; MtrEff; MtrHP; OperCtrl; SpdCtrl; TotHd
Other | ResAttic | directory | FALSE | TRUE | TRUE | 0 | TRUE | 5 |  | Construction; RoofEmiss; RoofRise; RoofSolReflect; Status; Type
Other | ResClgSys | directory | FALSE | TRUE | TRUE | 0 | TRUE | 41 |  | ACCharge; AutoSize; EER; EffMetric; IsZonal; RefrigerantType; SEER; Type; UseEERinAnalysis
Other | ResConsAssm | directory | FALSE | TRUE | TRUE | 0 | TRUE | 278 |  | AbvDeckInsulLayer; AbvDeckInsulLayerRVal; AtticFloorLayer; CanAssignTo; CavInsulOverFrame; CavityLayer; FireRtdFlag; FloorDeckLayer; FloorSurfaceLayer; FlrConcreteFillLayer; FlrExtConditions; FlrExtFinishLayer; FrameLayer; Furring2Layer; FurringInsul2Layer; FurringInsul2LayerRVal; FurringInsulLayer; FurringInsulLayerRVal; FurringLayer; InsideFinishLayer; MassLayer; MassThickness; NonStdSprayFoam; OtherSideFinishLayer; RadiantBarrier; RaisedHeelTruss; RaisedHeelTrussHeight; RoofDeckLayer; RoofingLayer; RoofingType; SheathInsul2Layer; SheathInsul2LayerRVal; SheathInsulLayer; SheathInsulLayerRVal; TreeState; Type; WallExtFinishLayer
Other | ResDistSys | directory | FALSE | TRUE | TRUE | 0 | TRUE | 41 |  | DefaultSystem; HERSCheck; HasBypassDuct; IsLessThanFortyFt; Status; Type
Other | ResDr | directory | FALSE | TRUE | TRUE | 0 | TRUE | 45 |  | Area; Status; Ufactor; exUfactor
Other | ResHVACSys | directory | FALSE | TRUE | TRUE | 0 | TRUE | 18 |  | CFIClVentFlow; CFIClVentOption; CFIClVentPwr; CoolDucted; DHWAmbientCond; DHWExtInsulRVal; DHWIntInsulRVal; DHWTankVolume; DistribSystem; Fan; HeatDucted; HtPumpDucted; NumCoolSystemTypes; NumHeatSystemTypes; NumHtPumpSystemTypes; ServesAsDHWHtr; Status; Type
Other | ResHtgSys | directory | FALSE | TRUE | TRUE | 0 | TRUE | 41 |  | AutoSize; Type
Other | ResIAQVentRpt | directory | FALSE | TRUE | TRUE | 0 | TRUE | 1400 | DwellUnitRef; DwellUnitTypeRef; IAQFanRef | DwellUnitRef; DwellUnitTypeRef; DwellingUnitCnt; IAQFanCnt; IAQFanIdx; IAQFanRef
Other | ResLpTankHtr | directory | FALSE | TRUE | TRUE | 0 | TRUE | 41 |  | TankOutside; TankZone; whEF; whResHtPwr; whVol
Other | ResMat | directory | FALSE | TRUE | TRUE | 0 | TRUE | 2227 |  | Conductivity; ConductivityCT; ConductivityQII; Density; RValPerInch; SpecHeat; Thickness
Other | ResOpening | directory | FALSE | TRUE | TRUE | 0 | TRUE | 38 |  | BottomHt; Height; Outside; Width
Other | ResOtherZn | directory | FALSE | TRUE | TRUE | 0 | TRUE | 526 |  | AirFlowMeter; AirSys_Type; Area; Bottom; CeilingHeight; DryerFuel; ExhstOutsideOpening; FloorHeight; IAQOption; NumStories; SpcFunc; TreeState; Type; VentSpcFunc; WinHeadHeight; ozDHWSys; ozHVACSystem
Other | ResProj | directory | FALSE | TRUE | TRUE | 0 | TRUE | 42 |  | ACH50; Address; AllOrientations; AllowExcessPVEDR; BattGridHarmCredit; BattMaxCap; CALGreen; CSEInpRpt_AirNetDetails; CSERpt_AllRSysHrly; CSERpt_HVACDescrip; CSERpt_HtPumpHtg; CSERpt_Infiltration; CSERpt_Mtr_All; CSERpt_Mtr_All_CD; CSERpt_Mtr_All_DD; CSERpt_Mtr_All_HD; CSERpt_Mtr_Elec; CSERpt_Mtr_Elec_CD; CSERpt_Mtr_Elec_DD; CSERpt_Mtr_Elec_HD; CSERpt_Mtr_NGas; CSERpt_Mtr_NGas_CD; CSERpt_Mtr_NGas_DD; CSERpt_Mtr_NGas_HD; CSERpt_Mtr_Othr; CSERpt_Mtr_Othr_CD; CSERpt_Mtr_Othr_DD; CSERpt_Mtr_Othr_HD; CSERpt_ZnDataDump; CSERpt_ZnEnergy; CSERpt_ZnEnergy_CD; CSERpt_ZnEnergy_DD; CSERpt_ZnEnergy_HD; CentralMFamLaundry; DfltMFamLaundryZn; HERSDHW; HERSDist; HERSFan; HERSProj; HasGarage; IAQHasFID; IAQSupInletsAccessible; InCmntySlrProjTerritory; InsulConsQuality; IsMultiFamily; IsVerified; NumAddBedrooms; PVCompCredit; PVWDCSysSize; ProjInclKitchen; ReducedPVReq; ReportInclPropOnly; ReportIncludeFile; SimSpeedOption; SpecifyTargetDRtg; SpeclFeatrs; Status; TakeCntrlElecDHWSlrPVCred; UnitClVentOption; UseDefaultACH50; WeatherFileName
Other | ResSCSysRpt | directory | FALSE | TRUE | TRUE | 0 | TRUE | 1400 | HVACDistRef; HVACFanRef | HVACDistRef; HVACFanRef; HtPumpSystem
Other | ResSlabFlr | directory | FALSE | TRUE | TRUE | 0 | TRUE | 482 |  | Area; EdgeInsulOption; EdgeInsulation; HeatedSlab; Perimeter; Status; Surface; exEdgeInsulOption; exSurface
Other | ResUndgrFlr | directory | FALSE | TRUE | TRUE | 0 | TRUE | 6 |  | Area; DepthBelowGrade; Status; Surface
Other | ResWtrHtr | directory | FALSE | TRUE | TRUE | 0 | TRUE | 174 |  | ASHPTSrcOutside; AmbientCond; ElecMiniTankPower; EnergyFactor; ExtInsulRVal; FirstHourRating; HPWHBrand; HPWHCategory; HPWHComModel; HPWHModel; HasElecMiniTank; HeaterElementType; IntInsulRVal; NonStdTankVolume; RatedFlow; RecovEff; StandbyLossFrac; TankOutside; TankType; TankVolume; TankZone
Other | ResZn | directory | FALSE | TRUE | TRUE | 0 | TRUE | 875 |  | AffordableHousing; AirFlowMeter; Bottom; CeilingHeight; DHWSys1Status; DHWSys2Status; DHWSys2Verified; FloorArea; FloorHeight; HVACSysStatus; NumStories; Status; TreeState; Type; WinHeadHeight
Other | ResZnGrp | directory | FALSE | TRUE | TRUE | 0 | TRUE | 56 |  | FlrToCeilingHgt; FlrToFlrHgt; Mult; NumStories; TreeState
Other | RulesetFilename | directory | FALSE | TRUE | TRUE | 0 | TRUE | 53 |  | AirBarrier; AnalysisType; AnnualWeatherFile; AnnualWeatherFileNoPath; AutoDayltgRpt; AutoEffInput; AutoHardSize; AutoHardSizeAirFlowPerSqFt; AutoHardSizeAirFlowPerTon; AutoTimeSwitchRpt; BldgEngyModelVersion; CUACReport; CentralElecDHWSolPVCredPct; City; CliZn; CompOptAdd; CompOptAlt; CompOptDHW; CompOptEnve; CompOptExist; CompOptLtg; CompOptMech; CompOptNew; CompOptPartLtg; CompOptPartMech; CompReportPDF; CompReportStd; CompType; CreateDate; DDWeatherFile; DebugScreen; DefaultDayltgCtrls; DemandResponsiveRpt; ElecMandComp; Elevation; ExcptCondNarrative; ExcptCondNoClgSys; ExcptCondRtdCap; GasType; GeometryInpType; HVACAutoSizing; InCmntySlrProjTerritory; InstitutionalTuningPAFRpt; Lat; Long; MandCompChk; MandatoryLtgCtrlIsBldgDemandResponseCtrlRpt; MandatoryLtgCtrlIsBldgShutOffCtrlRpt; ModDate; NRCAEnv02F; NRCALti02A; NRCALti03A; NRCALti04A; NRCALti05A; NRCALto02A; NRCAPrc01F; NRCAPrc02F; NRCAPrc03F; NRCAPrc04F; NRCAPrc05F; NRCAPrc06F; NRCAPrc07F; NRCAPrc08F; NRCAPrc12F; NRCAPrc13F; NRCAPrc14F; NRCAPrc15F; NRCAPrc16A; NRCIElc01E; NRCIEnv01E; NRCILti01E; NRCILti02E; NRCILti03E; NRCILti04E; NRCILti05E; NRCILti06E; NRCILto01E; NRCILto02E; NRCILts01E; NRCIMch01E; NRCIPlb01E; NRCIPlb02E; NRCIPlb03E; NRCIPlb21E; NRCIPlb22E; NRCIPrc01E; NRCISpv01E; NRCVMch04H; NRCVMch24H; NRCVMch27H; NRCVMch32H; NRCVPlb21H; NRCVPlb22H; NatGasAvail; OccSensorCntRpt; OutdrCtrlsRpt; Proj; ProjFileName; ProjRemarks; QuickAnalysis; ReducedBattReq; ReducedPVReq; ResDwellUnits; ResultsCurrentMessage; RptComplianceID; RptGenUIApp; RptGenUIVer; Ruleset; RunDate; RunDateFmt; RunDateISO; RunTitle; SimVarsDayltg; SimVarsDr; SimVarsFen; SimVarsHVACPri; SimVarsHVACSec; SimVarsHVACSecTempFlow; SimVarsHVACZn; SimVarsHVACZnTempFlow; SimVarsHtRcvry; SimVarsSite; SimVarsThrmlEngyStor; SimVarsThrmlZn; SimVarsVRFSys; SimVarsWtrHtr; SoftwareVersion; SolAccessRfArea; SolReadyMandComp; StAddress; State; TakeCentralElecDHWSolPVCred; UseCommunitySolar; UseExcptDsgnModel; WeatherStation; ZEROCode; ZipCode
Other | SchDay | directory | FALSE | TRUE | TRUE | 0 | TRUE | 420 |  | Hr; Type
Other | Skylt | directory | FALSE | TRUE | TRUE | 0 | TRUE | 398 | FenConsRef | FenConsRef
Other | Spc | directory | FALSE | TRUE | TRUE | 0 | TRUE | 231 | GuestRmResSpcDHWFeaturesRef; ResDHWSysRef; SHWFluidSegRef; SpcFuncDefaultsRef; ThrmlZnRef | Area; CondgType; ElevCnt; ElevLostFrac; EscalCnt; EscalLostFrac; ExhNumFixtures; GuestRmResSpcDHWFeaturesRef; HotelMotelGuestRmCnt; IntLPDReg; IsResCommon; OccSensorCtrl; PriSide100PctControlled; ResDHWSysRef; SHWFluidSegRef; SecSide100PctControlled; Skylit100PctControlled; SkyltReqExcpt; SpcFunc; SpcFuncDefaultsRef; ThrmlZnRef; TreeState; VentPerSpc; Vol
Other | SpcFuncDefaults | instance | FALSE | TRUE | FALSE | 1 | TRUE | 30 | SHWFluidSegRef | SHWFluidSegRef; SpcFunc; VentPerArea
Other | ThrmlZn | instance | FALSE | TRUE | FALSE | 1 | TRUE | 174 | ExhSysRef; VentSysRef | ExhSysRef; HVACZnCnt; HasUnknownHVAC; OperableWinHaveInterlock; Type; VentCtrlMthd; VentSysRef
Other | TrmlUnit | directory | FALSE | TRUE | TRUE | 0 | TRUE | 622 | PriAirSegRef; ZnServedRef | Cnt; FanPwrPerFlow; ParallelBoxFanFlowFrac; PriAirFlowMax; PriAirSegRef; ReheatCtrlMthd; TreeState; Type; ZnServedRef
Other | UndgrFlr | directory | FALSE | TRUE | TRUE | 0 | TRUE | 75 | ConsAssmRef | Area; ConsAssmRef; TreeState
Other | WtrHtr | directory | FALSE | TRUE | TRUE | 0 | TRUE | 18 | FluidSegMakeupRef; FluidSegOutRef | CapRtd; CprsrLoc; EF; FirstHrRating; FluidSegMakeupRef; FluidSegOutRef; FuelSrc; InpPwr; IsUEFRtd; RE; StdbyLossFrac; StorCap; StorLoc; Type; UEF
Other | ZnSys | directory | FALSE | TRUE | TRUE | 0 | TRUE | 74 |  | BiosftyCabExhFlag; Cnt; ExhFiltersFlag; ExhSysType; FanCtrl; FullyDuctedExhFlag; SubType; TreeState; Type
Project | Bldg | directory | FALSE | TRUE | TRUE | 0 | TRUE | 53 |  | AboveGrdStoryCnt; BldgAz; FuncClassMthd; HotelMotelGuestRmCnt; TotStoryCnt; TreeState; WholeBldgModeled

## FieldCatalog
Group | Object | Field | Required | ObservedRate | Card_min | Card_avg | Card_max | UnitHint | EMv5.CanonicalField
Project | Bldg | AboveGrdStoryCnt | Yes | 7.571 | 1 | 22.143 | 53
Project | Bldg | BldgAz | Yes | 0.714 | 1 | 22.143 | 53
Project | Bldg | FuncClassMthd | Yes | 0.286 | 1 | 22.143 | 53
Project | Bldg | HotelMotelGuestRmCnt | Yes | 0.143 | 1 | 22.143 | 53
Project | Bldg | TotStoryCnt | Yes | 7.571 | 1 | 22.143 | 53
Project | Bldg | TreeState | Yes | 5.714 | 1 | 22.143 | 53
Project | Bldg | WholeBldgModeled | Yes | 0.143 | 1 | 22.143 | 53
Envelope | Ceiling | ConsAssmRef | Yes | 3 | 3 | 3 | 3
Envelope | ExtWall | Area | Yes | 7 | 25 | 101 | 323 | ft²
Envelope | ExtWall | Az | Yes | 7 | 25 | 101 | 323
Envelope | ExtWall | ConsAssmRef | Yes | 80.75 | 25 | 101 | 323
Envelope | ExtWall | TreeState | Yes | 6.25 | 25 | 101 | 323
Envelope | FenCons | AssmContext | Yes | 1.7 | 1 | 14.2 | 21
Envelope | FenCons | CertificationMthd | Yes | 1.7 | 1 | 14.2 | 21
Envelope | FenCons | FenProdType | Yes | 2.1 | 1 | 14.2 | 21
Envelope | FenCons | FenType | Yes | 1.7 | 1 | 14.2 | 21
Envelope | FenCons | GlzTint | Yes | 0.1 | 1 | 14.2 | 21
Envelope | FenCons | SHGC | Yes | 2.1 | 1 | 14.2 | 21 | (fraction)
Envelope | FenCons | SkyltCurb | Yes | 0.3 | 1 | 14.2 | 21
Envelope | FenCons | SkyltGlz | Yes | 0.3 | 1 | 14.2 | 21
Envelope | FenCons | UFactor | Yes | 2.1 | 1 | 14.2 | 21 | Btu/(h·ft²·°F)
Envelope | FenCons | VT | Yes | 2.1 | 1 | 14.2 | 21 | (fraction)
Envelope | IntWall | AdjacentSpcRef | Yes | 86.25 | 3 | 181.25 | 345
Envelope | IntWall | Area | Yes | 8 | 3 | 181.25 | 345 | ft²
Envelope | IntWall | ConsAssmRef | Yes | 86.25 | 3 | 181.25 | 345
Envelope | IntWall | TreeState | Yes | 0.75 | 3 | 181.25 | 345
Envelope | ResCathedralCeiling | Area | Yes | 47.857 | 7 | 244.714 | 335 | ft²
Envelope | ResCathedralCeiling | Construction | Yes | 47.857 | 7 | 244.714 | 335
Envelope | ResCathedralCeiling | Orientation | Yes | 47.857 | 7 | 244.714 | 335
Envelope | ResCathedralCeiling | RoofEmiss | Yes | 20.714 | 7 | 244.714 | 335
Envelope | ResCathedralCeiling | RoofRise | Yes | 47.857 | 7 | 244.714 | 335
Envelope | ResCathedralCeiling | RoofSolReflect | Yes | 31.571 | 7 | 244.714 | 335
Envelope | ResCathedralCeiling | Status | Yes | 1 | 7 | 244.714 | 335
Envelope | ResCeilingBelowAttic | Area | Yes | 1.5 | 6 | 6 | 6 | ft²
Envelope | ResCeilingBelowAttic | AtticZone | Yes | 1.5 | 6 | 6 | 6
Envelope | ResCeilingBelowAttic | Construction | Yes | 1.5 | 6 | 6 | 6
Envelope | ResCeilingBelowAttic | Status | Yes | 1.5 | 6 | 6 | 6
Envelope | ResExtFlr | Area | Yes | 2 | 10 | 10 | 10 | ft²
Envelope | ResExtFlr | Construction | Yes | 2 | 10 | 10 | 10
Envelope | ResExtFlr | FloorZ | Yes | 2 | 10 | 10 | 10
Envelope | ResExtFlr | Status | Yes | 2 | 10 | 10 | 10
Envelope | ResExtFlr | Type | Yes | 2 | 10 | 10 | 10
Envelope | ResExtWall | Absorptivity | Yes | 28.444 | 111 | 1425.667 | 1791
Envelope | ResExtWall | Area | Yes | 199 | 111 | 1425.667 | 1791 | ft²
Envelope | ResExtWall | Construction | Yes | 199 | 111 | 1425.667 | 1791
Envelope | ResExtWall | Exception | Yes | 199 | 111 | 1425.667 | 1791
Envelope | ResExtWall | Orientation | Yes | 199 | 111 | 1425.667 | 1791
Envelope | ResExtWall | OrientationValue | Yes | 190.889 | 111 | 1425.667 | 1791
Envelope | ResExtWall | Status | Yes | 199 | 111 | 1425.667 | 1791
Envelope | ResExtWall | Tilt | Yes | 199 | 111 | 1425.667 | 1791
Envelope | ResExtWall | TreeState | Yes | 12.333 | 111 | 1425.667 | 1791
Envelope | ResIntFlr | Area | Yes | 176.143 | 1208 | 1229.429 | 1233 | ft²
Envelope | ResIntFlr | Construction | Yes | 176.143 | 1208 | 1229.429 | 1233
Envelope | ResIntFlr | FloorZ | Yes | 176.143 | 1208 | 1229.429 | 1233
Envelope | ResIntFlr | IsPartySurface | Yes | 176.143 | 1208 | 1229.429 | 1233
Envelope | ResIntFlr | OtherSideModeled | Yes | 172.571 | 1208 | 1229.429 | 1233
Envelope | ResIntFlr | Outside | Yes | 176.143 | 1208 | 1229.429 | 1233
Envelope | ResIntFlr | Status | Yes | 176.143 | 1208 | 1229.429 | 1233
Envelope | ResIntWall | Area | Yes | 497 | 2898 | 2968 | 2982 | ft²
Envelope | ResIntWall | Construction | Yes | 497 | 2898 | 2968 | 2982
Envelope | ResIntWall | IsPartySurface | Yes | 497 | 2898 | 2968 | 2982
Envelope | ResIntWall | OtherSideModeled | Yes | 483 | 2898 | 2968 | 2982
Envelope | ResIntWall | Outside | Yes | 497 | 2898 | 2968 | 2982
Envelope | ResIntWall | Status | Yes | 497 | 2898 | 2968 | 2982
Envelope | ResUndgrWall | Area | Yes | 4 | 16 | 16 | 16 | ft²
Envelope | ResUndgrWall | Construction | Yes | 4 | 16 | 16 | 16
Envelope | ResUndgrWall | DepthBelowGrade | Yes | 4 | 16 | 16 | 16
Envelope | ResUndgrWall | Status | Yes | 4 | 16 | 16 | 16
Envelope | ResWin | Area | Yes | 3.66 | 34 | 1320.66 | 1692 | ft²
Envelope | ResWin | ExteriorShade | Yes | 2.936 | 34 | 1320.66 | 1692
Envelope | ResWin | Height | Yes | 32.34 | 34 | 1320.66 | 1692
Envelope | ResWin | LeftFinBotUp | Yes | 33.064 | 34 | 1320.66 | 1692
Envelope | ResWin | LeftFinDepth | Yes | 33.064 | 34 | 1320.66 | 1692
Envelope | ResWin | LeftFinDistL | Yes | 33.064 | 34 | 1320.66 | 1692
Envelope | ResWin | LeftFinTopUp | Yes | 33.064 | 34 | 1320.66 | 1692
Envelope | ResWin | ModelFinsOverhang | Yes | 33.064 | 34 | 1320.66 | 1692
Envelope | ResWin | Multiplier | Yes | 32.34 | 34 | 1320.66 | 1692
Envelope | ResWin | NFRCSHGC | Yes | 2.936 | 34 | 1320.66 | 1692
Envelope | ResWin | NFRCUfactor | Yes | 4.617 | 34 | 1320.66 | 1692
Envelope | ResWin | OverhangDepth | Yes | 33.064 | 34 | 1320.66 | 1692
Envelope | ResWin | OverhangDistUp | Yes | 33.064 | 34 | 1320.66 | 1692
Envelope | ResWin | OverhangExL | Yes | 33.064 | 34 | 1320.66 | 1692
Envelope | ResWin | OverhangExR | Yes | 33.064 | 34 | 1320.66 | 1692
Envelope | ResWin | OverhangFlap | Yes | 33.064 | 34 | 1320.66 | 1692
Envelope | ResWin | RightFinBotUp | Yes | 33.064 | 34 | 1320.66 | 1692
Envelope | ResWin | RightFinDepth | Yes | 33.064 | 34 | 1320.66 | 1692
Envelope | ResWin | RightFinDistR | Yes | 33.064 | 34 | 1320.66 | 1692
Envelope | ResWin | RightFinTopUp | Yes | 33.064 | 34 | 1320.66 | 1692
Envelope | ResWin | SpecMethod | Yes | 36 | 34 | 1320.66 | 1692
Envelope | ResWin | Status | Yes | 36 | 34 | 1320.66 | 1692
Envelope | ResWin | UfactorSHGCSource | Yes | 3.532 | 34 | 1320.66 | 1692
Envelope | ResWin | Width | Yes | 32.34 | 34 | 1320.66 | 1692
Envelope | ResWin | WinProdType | Yes | 2.936 | 34 | 1320.66 | 1692
Envelope | ResWin | WinType | Yes | 33.064 | 34 | 1320.66 | 1692
Envelope | ResWin | exArea | Yes | 0.723 | 34 | 1320.66 | 1692
Envelope | ResWin | exExteriorShade | Yes | 36 | 34 | 1320.66 | 1692
Envelope | ResWin | exHeight | Yes | 32.34 | 34 | 1320.66 | 1692
Envelope | ResWin | exLeftFinBotUp | Yes | 33.064 | 34 | 1320.66 | 1692
Envelope | ResWin | exLeftFinDepth | Yes | 33.064 | 34 | 1320.66 | 1692
Envelope | ResWin | exLeftFinDistL | Yes | 33.064 | 34 | 1320.66 | 1692
Envelope | ResWin | exLeftFinTopUp | Yes | 33.064 | 34 | 1320.66 | 1692
Envelope | ResWin | exMultiplier | Yes | 32.34 | 34 | 1320.66 | 1692
Envelope | ResWin | exNFRCSHGC | Yes | 17.745 | 34 | 1320.66 | 1692
Envelope | ResWin | exNFRCUfactor | Yes | 17.745 | 34 | 1320.66 | 1692
Envelope | ResWin | exOverhangDepth | Yes | 33.064 | 34 | 1320.66 | 1692
Envelope | ResWin | exOverhangDistUp | Yes | 33.064 | 34 | 1320.66 | 1692
Envelope | ResWin | exOverhangExL | Yes | 33.064 | 34 | 1320.66 | 1692
Envelope | ResWin | exOverhangExR | Yes | 33.064 | 34 | 1320.66 | 1692
Envelope | ResWin | exOverhangFlap | Yes | 33.064 | 34 | 1320.66 | 1692
Envelope | ResWin | exRightFinBotUp | Yes | 33.064 | 34 | 1320.66 | 1692
Envelope | ResWin | exRightFinDepth | Yes | 33.064 | 34 | 1320.66 | 1692
Envelope | ResWin | exRightFinDistR | Yes | 33.064 | 34 | 1320.66 | 1692
Envelope | ResWin | exRightFinTopUp | Yes | 33.064 | 34 | 1320.66 | 1692
Envelope | ResWin | exUfactorSHGCSource | Yes | 36 | 34 | 1320.66 | 1692
Envelope | ResWin | exWidth | Yes | 32.34 | 34 | 1320.66 | 1692
Envelope | ResWinType | Area | Yes | 2.1 | 8 | 39.4 | 42 | ft²
Envelope | ResWinType | ExteriorShade | Yes | 0.4 | 8 | 39.4 | 42
Envelope | ResWinType | Height | Yes | 2.1 | 8 | 39.4 | 42
Envelope | ResWinType | LeftFinBotUp | Yes | 2.1 | 8 | 39.4 | 42
Envelope | ResWinType | LeftFinDepth | Yes | 2.1 | 8 | 39.4 | 42
Envelope | ResWinType | LeftFinDistL | Yes | 2.1 | 8 | 39.4 | 42
Envelope | ResWinType | LeftFinTopUp | Yes | 2.1 | 8 | 39.4 | 42
Envelope | ResWinType | ModelFinsOverhang | Yes | 2.1 | 8 | 39.4 | 42
Envelope | ResWinType | NFRCUfactor | Yes | 1.2 | 8 | 39.4 | 42
Envelope | ResWinType | OverhangDepth | Yes | 2.1 | 8 | 39.4 | 42
Envelope | ResWinType | OverhangDistUp | Yes | 2.1 | 8 | 39.4 | 42
Envelope | ResWinType | OverhangExL | Yes | 2.1 | 8 | 39.4 | 42
Envelope | ResWinType | OverhangExR | Yes | 2.1 | 8 | 39.4 | 42
Envelope | ResWinType | OverhangFlap | Yes | 2.1 | 8 | 39.4 | 42
Envelope | ResWinType | RightFinBotUp | Yes | 2.1 | 8 | 39.4 | 42
Envelope | ResWinType | RightFinDepth | Yes | 2.1 | 8 | 39.4 | 42
Envelope | ResWinType | RightFinDistR | Yes | 2.1 | 8 | 39.4 | 42
Envelope | ResWinType | RightFinTopUp | Yes | 2.1 | 8 | 39.4 | 42
Envelope | ResWinType | SpecMethod | Yes | 2.1 | 8 | 39.4 | 42
Envelope | ResWinType | Width | Yes | 2.1 | 8 | 39.4 | 42
Envelope | Roof | Area | Yes | 1 | 5 | 20.4 | 82 | ft²
Envelope | Roof | Az | Yes | 1 | 5 | 20.4 | 82
Envelope | Roof | ConsAssmRef | Yes | 16.4 | 5 | 20.4 | 82
Envelope | Roof | Tilt | Yes | 1 | 5 | 20.4 | 82
Envelope | Roof | TreeState | Yes | 1 | 5 | 20.4 | 82
Envelope | UndgrWall | ConsAssmRef | Yes | 4 | 4 | 4 | 4
Envelope | Win | Area | Yes | 16.5 | 33 | 162.5 | 292 | ft²
Envelope | Win | FenConsRef | Yes | 146 | 33 | 162.5 | 292
HVAC | AirSeg | Path | Yes | 3.333 | 10 | 366.333 | 1059
HVAC | AirSeg | TreeState | Yes | 10 | 10 | 366.333 | 1059
HVAC | AirSeg | Type | Yes | 353 | 10 | 366.333 | 1059
HVAC | AirSys | ClRstSupHi | Yes | 0.588 | 1 | 192.706 | 546
HVAC | AirSys | ClRstSupLow | Yes | 0.529 | 1 | 192.706 | 546
HVAC | AirSys | ClgCtrl | Yes | 0.765 | 1 | 192.706 | 546
HVAC | AirSys | Cnt | Yes | 0.941 | 1 | 192.706 | 546
HVAC | AirSys | CtrlSysType | Yes | 1.118 | 1 | 192.706 | 546
HVAC | AirSys | CtrlZnRef | Yes | 31 | 1 | 192.706 | 546
HVAC | AirSys | Desc | Yes | 0.647 | 1 | 192.706 | 546
HVAC | AirSys | DuctIns | Yes | 0.176 | 1 | 192.706 | 546
HVAC | AirSys | DuctLctn | Yes | 0.294 | 1 | 192.706 | 546
HVAC | AirSys | EffMetric | Yes | 28.588 | 1 | 192.706 | 546
HVAC | AirSys | HERSDuctReq | Yes | 0.059 | 1 | 192.706 | 546
HVAC | AirSys | OptStart | Yes | 29.706 | 1 | 192.706 | 546
HVAC | AirSys | ReheatCtrlMthd | Yes | 0.882 | 1 | 192.706 | 546
HVAC | AirSys | ResHVACAutoSizing | Yes | 28.588 | 1 | 192.706 | 546
HVAC | AirSys | SubType | Yes | 28.647 | 1 | 192.706 | 546
HVAC | AirSys | TreeState | Yes | 8.059 | 1 | 192.706 | 546
HVAC | AirSys | Type | Yes | 32.118 | 1 | 192.706 | 546
HVAC | Chlr | CapRtd | Yes | 0.2 | 2 | 3.4 | 4
HVAC | Chlr | CndsrFluidSegInRef | Yes | 0.4 | 2 | 3.4 | 4
HVAC | Chlr | CndsrFluidSegOutRef | Yes | 0.4 | 2 | 3.4 | 4
HVAC | Chlr | CndsrType | Yes | 0.4 | 2 | 3.4 | 4
HVAC | Chlr | EvapFluidSegInRef | Yes | 0.4 | 2 | 3.4 | 4
HVAC | Chlr | EvapFluidSegOutRef | Yes | 0.4 | 2 | 3.4 | 4
HVAC | Chlr | FuelSrc | Yes | 0.4 | 2 | 3.4 | 4
HVAC | Chlr | IPLVKwPerTon | Yes | 0.2 | 2 | 3.4 | 4
HVAC | Chlr | KwPerTon | Yes | 0.2 | 2 | 3.4 | 4
HVAC | Chlr | Type | Yes | 0.4 | 2 | 3.4 | 4
HVAC | CoilClg | CapTotNetRtd | Yes | 1 | 7 | 143.375 | 579
HVAC | CoilClg | CndsrType | Yes | 2.25 | 7 | 143.375 | 579
HVAC | CoilClg | DXSEER | Yes | 60.75 | 7 | 143.375 | 579
HVAC | CoilClg | FluidSegInRef | Yes | 0.875 | 7 | 143.375 | 579
HVAC | CoilClg | FluidSegOutRef | Yes | 0.875 | 7 | 143.375 | 579
HVAC | CoilClg | FuelSrc | Yes | 1.5 | 7 | 143.375 | 579
HVAC | CoilClg | NumClgStages | Yes | 3.75 | 7 | 143.375 | 579
HVAC | CoilClg | Type | Yes | 72.375 | 7 | 143.375 | 579
HVAC | CoilHtg | FluidSegInRef | Yes | 16.286 | 3 | 354.714 | 1177
HVAC | CoilHtg | FluidSegOutRef | Yes | 16.286 | 3 | 354.714 | 1177
HVAC | CoilHtg | FuelSrc | Yes | 0.429 | 3 | 354.714 | 1177
HVAC | CoilHtg | FurnThrmlEff | Yes | 1.429 | 3 | 354.714 | 1177
HVAC | CoilHtg | HtPumpHSPF | Yes | 80.571 | 3 | 354.714 | 1177
HVAC | CoilHtg | HtPumpSuppCoilHtgRef | Yes | 71.571 | 3 | 354.714 | 1177
HVAC | CoilHtg | Type | Yes | 168.143 | 3 | 354.714 | 1177
HVAC | Fan | CtrlMthd | Yes | 19.5 | 1 | 32.25 | 78
HVAC | Fan | ModelingMthd | Yes | 9.75 | 1 | 32.25 | 78
HVAC | Fan | PwrIdx | Yes | 2.75 | 1 | 32.25 | 78
HVAC | Fan | TotStaticPress | Yes | 0.25 | 1 | 32.25 | 78 | inH₂O
HVAC | HtPump | HtgCapRtd | Yes | 0.4 | 2 | 2 | 2
HVAC | HtPump | HtgFluidSegInRef | Yes | 0.4 | 2 | 2 | 2
HVAC | HtPump | HtgFluidSegOutRef | Yes | 0.4 | 2 | 2 | 2
HVAC | HtPump | HtgRtdCondWtrTemp | Yes | 0.4 | 2 | 2 | 2
HVAC | HtPump | HtgSuppBlrRef | Yes | 0.4 | 2 | 2 | 2
HVAC | OACtrl | AirSegRetRef | Yes | 59 | 1 | 186.667 | 531
HVAC | OACtrl | AirSegSupRef | Yes | 59 | 1 | 186.667 | 531
HVAC | OACtrl | CtrlType | Yes | 0.556 | 1 | 186.667 | 531
HVAC | OACtrl | EconoCtrlMthd | Yes | 58.778 | 1 | 186.667 | 531
HVAC | OACtrl | EconoHiTempLockout | Yes | 3.889 | 1 | 186.667 | 531
HVAC | OACtrl | EconoIntegration | Yes | 4.333 | 1 | 186.667 | 531
HVAC | OACtrl | EconoLowTempLockout | Yes | 0.111 | 1 | 186.667 | 531
HVAC | OACtrl | HtRcvryBypassCtrlType | Yes | 0.444 | 1 | 186.667 | 531
HVAC | OACtrl | OASchMthd | Yes | 0.556 | 1 | 186.667 | 531
HVAC | ResFanSys | DefaultSystem | Yes | 20.5 | 70 | 78 | 82
HVAC | ResFanSys | HERSCheck | Yes | 17.5 | 70 | 78 | 82
HVAC | ResFanSys | Type | Yes | 19.5 | 70 | 78 | 82
HVAC | ResFanSys | WperCFMCool | Yes | 20.5 | 70 | 78 | 82 | cfm
HVAC | ResHtPumpSys | ACCharge | Yes | 0.808 | 2 | 22.731 | 53
HVAC | ResHtPumpSys | AutoSize | Yes | 2.038 | 2 | 22.731 | 53
HVAC | ResHtPumpSys | BackupOption | Yes | 1.577 | 2 | 22.731 | 53
HVAC | ResHtPumpSys | CEER | Yes | 0.462 | 2 | 22.731 | 53
HVAC | ResHtPumpSys | CFMperTon | Yes | 0.769 | 2 | 22.731 | 53 | cfm
HVAC | ResHtPumpSys | Cap47 | Yes | 0.462 | 2 | 22.731 | 53
HVAC | ResHtPumpSys | EER | Yes | 0.077 | 2 | 22.731 | 53
HVAC | ResHtPumpSys | EER2 | Yes | 0.462 | 2 | 22.731 | 53
HVAC | ResHtPumpSys | EffMetric | Yes | 1.231 | 2 | 22.731 | 53
HVAC | ResHtPumpSys | HERSHtPumpRef | Yes | 1.385 | 2 | 22.731 | 53
HVAC | ResHtPumpSys | HSPF | Yes | 0.077 | 2 | 22.731 | 53
HVAC | ResHtPumpSys | HSPF2 | Yes | 0.462 | 2 | 22.731 | 53
HVAC | ResHtPumpSys | HasHPLockout | Yes | 0.462 | 2 | 22.731 | 53
HVAC | ResHtPumpSys | HeatPower | Yes | 0.462 | 2 | 22.731 | 53 | W
HVAC | ResHtPumpSys | HtgAuxSizingFactor | Yes | 0.769 | 2 | 22.731 | 53
HVAC | ResHtPumpSys | HtgSizingFactor | Yes | 1.538 | 2 | 22.731 | 53
HVAC | ResHtPumpSys | IsDualFuel | Yes | 0.615 | 2 | 22.731 | 53
HVAC | ResHtPumpSys | IsMultiSpeed | Yes | 1.231 | 2 | 22.731 | 53
HVAC | ResHtPumpSys | IsZonal | Yes | 1.231 | 2 | 22.731 | 53
HVAC | ResHtPumpSys | RefrigerantType | Yes | 0.769 | 2 | 22.731 | 53
HVAC | ResHtPumpSys | SEER | Yes | 0.077 | 2 | 22.731 | 53
HVAC | ResHtPumpSys | SEER2 | Yes | 0.462 | 2 | 22.731 | 53
HVAC | ResHtPumpSys | Type | Yes | 2.038 | 2 | 22.731 | 53
HVAC | ResHtPumpSys | UseEERinAnalysis | Yes | 1.231 | 2 | 22.731 | 53
HVAC | ResHtPumpSys | VCHPCertAutoFan | Yes | 0.462 | 2 | 22.731 | 53
HVAC | ResHtPumpSys | VCHPDucts | Yes | 1.577 | 2 | 22.731 | 53
HVAC | ResIAQFan | AdjSensRecovEff | Yes | 12 | 84 | 145.286 | 192
HVAC | ResIAQFan | IAQCFM | Yes | 27.429 | 84 | 145.286 | 192 | cfm
HVAC | ResIAQFan | IAQFanType | Yes | 27.429 | 84 | 145.286 | 192
HVAC | ResIAQFan | IncludesRecov | Yes | 16.429 | 84 | 145.286 | 192
HVAC | ResIAQFan | SensRecovEff | Yes | 12 | 84 | 145.286 | 192
HVAC | ResIAQFan | SetPerfByHVIInterp | Yes | 22.571 | 84 | 145.286 | 192
HVAC | ResIAQFan | WperCFMIAQ | Yes | 27.429 | 84 | 145.286 | 192 | cfm
DHW | DHWSolSys | Azimuth | Yes | 3.5 | 1 | 31.2 | 35
DHW | DHWSolSys | Brand | Yes | 3.5 | 1 | 31.2 | 35
DHW | DHWSolSys | Count | Yes | 0.1 | 1 | 31.2 | 35
DHW | DHWSolSys | CountFlt | Yes | 3.4 | 1 | 31.2 | 35
DHW | DHWSolSys | Manufacturer | Yes | 3.5 | 1 | 31.2 | 35
DHW | DHWSolSys | Model | Yes | 3.5 | 1 | 31.2 | 35
DHW | DHWSolSys | RatedSSF | Yes | 3.4 | 1 | 31.2 | 35
DHW | DHWSolSys | RatingProgram | Yes | 3.4 | 1 | 31.2 | 35
DHW | DHWSolSys | SystemName | Yes | 3.4 | 1 | 31.2 | 35
DHW | DHWSolSys | Tilt | Yes | 3.5 | 1 | 31.2 | 35
DHW | ResDHWSys | BranchLossModel | Yes | 1.542 | 2 | 87.229 | 177
DHW | ResDHWSys | CDServesKitFix | Yes | 0.25 | 2 | 87.229 | 177
DHW | ResDHWSys | CDServesMBathFix | Yes | 0.25 | 2 | 87.229 | 177
DHW | ResDHWSys | CDServesThirdFix | Yes | 0.25 | 2 | 87.229 | 177
DHW | ResDHWSys | CHPWHAutosize | Yes | 0.958 | 2 | 87.229 | 177
DHW | ResDHWSys | CHPWHComModel | Yes | 0.542 | 2 | 87.229 | 177
DHW | ResDHWSys | CHPWHCompType | Yes | 3.354 | 2 | 87.229 | 177
DHW | ResDHWSys | CHPWHIntegPkgType | Yes | 0.542 | 2 | 87.229 | 177
DHW | ResDHWSys | CHPWHLoopTankComModel | Yes | 0.542 | 2 | 87.229 | 177
DHW | ResDHWSys | CHPWHLoopTankCompCnt | Yes | 1.042 | 2 | 87.229 | 177
DHW | ResDHWSys | CHPWHLoopTankCompType | Yes | 3.354 | 2 | 87.229 | 177
DHW | ResDHWSys | CHPWHLoopTankConfig | Yes | 3.688 | 2 | 87.229 | 177
DHW | ResDHWSys | CHPWHLoopTankLoc | Yes | 0.792 | 2 | 87.229 | 177
DHW | ResDHWSys | CHPWHLoopTankNEEABrand | Yes | 3.354 | 2 | 87.229 | 177
DHW | ResDHWSys | CHPWHLoopTankNEEAModel | Yes | 3.354 | 2 | 87.229 | 177
DHW | ResDHWSys | CHPWHLoopTankRVal | Yes | 1.021 | 2 | 87.229 | 177
DHW | ResDHWSys | CHPWHLoopTankTankCnt | Yes | 1.042 | 2 | 87.229 | 177
DHW | ResDHWSys | CHPWHLoopTankType | Yes | 3.354 | 2 | 87.229 | 177
DHW | ResDHWSys | CHPWHLoopTankVol | Yes | 1.208 | 2 | 87.229 | 177
DHW | ResDHWSys | CHPWHLoopTankZone | Yes | 0.792 | 2 | 87.229 | 177
DHW | ResDHWSys | CHPWHNEEABrand | Yes | 3.354 | 2 | 87.229 | 177
DHW | ResDHWSys | CHPWHNEEAModel | Yes | 3.354 | 2 | 87.229 | 177
DHW | ResDHWSys | CHPWHNumComp | Yes | 1.208 | 2 | 87.229 | 177
DHW | ResDHWSys | CHPWHSrcAirLoc | Yes | 3.354 | 2 | 87.229 | 177
DHW | ResDHWSys | CHPWHSrcAirZone | Yes | 0.042 | 2 | 87.229 | 177
DHW | ResDHWSys | CHPWHSysDescrip | Yes | 3.354 | 2 | 87.229 | 177
DHW | ResDHWSys | CHPWHTankCount | Yes | 1.208 | 2 | 87.229 | 177
DHW | ResDHWSys | CHPWHTankLoc | Yes | 3.354 | 2 | 87.229 | 177
DHW | ResDHWSys | CHPWHTankRVal | Yes | 1.167 | 2 | 87.229 | 177
DHW | ResDHWSys | CHPWHTankZone | Yes | 0.792 | 2 | 87.229 | 177
DHW | ResDHWSys | CHPWHTotTankVol | Yes | 1.208 | 2 | 87.229 | 177
DHW | ResDHWSys | CentralDHW | Yes | 1.729 | 2 | 87.229 | 177
DHW | ResDHWSys | CentralDHWType | Yes | 1.667 | 2 | 87.229 | 177
DHW | ResDHWSys | CentralRecircType | Yes | 2.562 | 2 | 87.229 | 177
DHW | ResDHWSys | DHWSolarSysRef | Yes | 1.417 | 2 | 87.229 | 177
DHW | ResDHWSys | DemRespControl | Yes | 3.354 | 2 | 87.229 | 177
DHW | ResDHWSys | HERSCheck | Yes | 2.938 | 2 | 87.229 | 177
DHW | ResDHWSys | LoopHeater | Yes | 0.958 | 2 | 87.229 | 177
DHW | ResDHWSys | MFamDistType | Yes | 2.104 | 2 | 87.229 | 177
DHW | ResDHWSys | NRecircLoops | Yes | 0.312 | 2 | 87.229 | 177
DHW | ResDHWSys | RecircPumpPwr | Yes | 0.646 | 2 | 87.229 | 177
DHW | ResDHWSys | SolFracAnn | Yes | 0.167 | 2 | 87.229 | 177
DHW | ResDHWSys | SolFracType | Yes | 1.021 | 2 | 87.229 | 177
DHW | ResDHWSys | SystemType | Yes | 3.583 | 2 | 87.229 | 177
DHW | ResDHWSys | TotBathsServed | Yes | 3.354 | 2 | 87.229 | 177
DHW | ResDHWSys | TotShowersServed | Yes | 3.604 | 2 | 87.229 | 177
DHW | ResDHWSys | TreeState | Yes | 0.833 | 2 | 87.229 | 177
DHW | ResDHWSys | UseMaxDurNumHtrs | Yes | 3.354 | 2 | 87.229 | 177
DHW | ResDHWSysRpt | DHWHeaterCnt | Yes | 280 | 1224 | 1364.8 | 1400
DHW | ResDHWSysRpt | DHWHeaterIdx | Yes | 280 | 1224 | 1364.8 | 1400
DHW | ResDHWSysRpt | DHWHeaterRef | Yes | 244.8 | 1224 | 1364.8 | 1400
DHW | ResDHWSysRpt | DHWSysRef | Yes | 280 | 1224 | 1364.8 | 1400
DHW | ResDHWSysRpt | DwellUnitRptName | Yes | 280 | 1224 | 1364.8 | 1400
DHW | ResDWHRSys | CSARatedEff | Yes | 3 | 6 | 6 | 6
DHW | ResDWHRSys | Type | Yes | 3 | 6 | 6 | 6
DER | Batt | Ctrl | Yes | 3.75 | 15 | 15 | 15
DER | Batt | MaxCap | Yes | 3.75 | 15 | 15 | 15
DER | Batt | MaxChrgPwr | Yes | 3.75 | 15 | 15 | 15
DER | Batt | MaxDschrgPwr | Yes | 3.75 | 15 | 15 | 15
DER | PVArray | ArrayType | Yes | 0.083 | 1 | 8.417 | 53
DER | PVArray | Az | Yes | 0.083 | 1 | 8.417 | 53
DER | PVArray | CalFlexibleInstallOpt | Yes | 3.167 | 1 | 8.417 | 53
DER | PVArray | DCSysSize | Yes | 4.417 | 1 | 8.417 | 53
DER | PVArray | GeomSpecMthd | Yes | 0.083 | 1 | 8.417 | 53
DER | PVArray | InverterEff | Yes | 0.083 | 1 | 8.417 | 53
DER | PVArray | ModuleType | Yes | 0.083 | 1 | 8.417 | 53
DER | PVArray | PwrElec | Yes | 0.083 | 1 | 8.417 | 53
DER | PVArray | SolarAccess | Yes | 0.083 | 1 | 8.417 | 53
DER | PVArray | SpecMthd | Yes | 0.083 | 1 | 8.417 | 53
DER | PVArray | TiltAngle | Yes | 0.083 | 1 | 8.417 | 53
DER | PVArray | TiltInp | Yes | 0.083 | 1 | 8.417 | 53
DER | Story | FlrToCeilingHgt | Yes | 1 | 2 | 4.25 | 7
DER | Story | FlrToFlrHgt | Yes | 1 | 2 | 4.25 | 7
DER | Story | Mult | Yes | 0.5 | 2 | 4.25 | 7
DER | Story | TreeState | Yes | 1.75 | 2 | 4.25 | 7
Other | BatchRuns | AdditionalInputs | Yes | 0.286 | 1 | 1.571 | 2
Other | BatchRuns | IncludeSubdirs | Yes | 0.286 | 1 | 1.571 | 2
Other | BatchRuns | OutputProjDir | Yes | 0.143 | 1 | 1.571 | 2
Other | BatchRuns | ProjDirectory | Yes | 0.286 | 1 | 1.571 | 2
Other | BatchRuns | ProjFileNames | Yes | 0.143 | 1 | 1.571 | 2
Other | BatchRuns | RunSetFile | Yes | 0.143 | 1 | 1.571 | 2
Other | BatchRuns | StoreProjToSepDir | Yes | 0.286 | 1 | 1.571 | 2
Other | Blr | AFUE | Yes | 0.5 | 2 | 7.5 | 12
Other | Blr | CapRtd | Yes | 0.833 | 2 | 7.5 | 12
Other | Blr | CombEff | Yes | 0.167 | 2 | 7.5 | 12
Other | Blr | DraftFanHp | Yes | 0.167 | 2 | 7.5 | 12
Other | Blr | DraftType | Yes | 0.833 | 2 | 7.5 | 12
Other | Blr | FluidSegInRef | Yes | 1 | 2 | 7.5 | 12
Other | Blr | FluidSegOutRef | Yes | 1 | 2 | 7.5 | 12
Other | Blr | FuelSrc | Yes | 1 | 2 | 7.5 | 12
Other | Blr | ThrmlEff | Yes | 0.5 | 2 | 7.5 | 12
Other | Blr | TreeState | Yes | 0.333 | 2 | 7.5 | 12
Other | Blr | Type | Yes | 1 | 2 | 7.5 | 12
Other | Blr | UnldRatMin | Yes | 0.167 | 2 | 7.5 | 12
Other | CUAC | AffordableBattMaxCap | Yes | 0.036 | 1 | 2.107 | 4
Other | CUAC | AffordablePVDCSysSize | Yes | 0.143 | 1 | 2.107 | 4
Other | CUAC | ContactEMail | Yes | 0.036 | 1 | 2.107 | 4
Other | CUAC | ContactName | Yes | 0.036 | 1 | 2.107 | 4
Other | CUAC | ContactPhone | Yes | 0.036 | 1 | 2.107 | 4
Other | CUAC | ElecTariffAdj | Yes | 0.036 | 1 | 2.107 | 4
Other | CUAC | ElecTerritory | Yes | 0.107 | 1 | 2.107 | 4
Other | CUAC | ElecUtility | Yes | 0.143 | 1 | 2.107 | 4
Other | CUAC | G2ElecTariff | Yes | 0.143 | 1 | 2.107 | 4
Other | CUAC | G2ElecTerritory | Yes | 0.143 | 1 | 2.107 | 4
Other | CUAC | G2GasTariff | Yes | 0.071 | 1 | 2.107 | 4
Other | CUAC | G2GasTerritory | Yes | 0.071 | 1 | 2.107 | 4
Other | CUAC | GasTerritory | Yes | 0.071 | 1 | 2.107 | 4
Other | CUAC | GasUtility | Yes | 0.143 | 1 | 2.107 | 4
Other | CUAC | Locality | Yes | 0.036 | 1 | 2.107 | 4
Other | CUAC | OwnerAddress | Yes | 0.036 | 1 | 2.107 | 4
Other | CUAC | OwnerCity | Yes | 0.036 | 1 | 2.107 | 4
Other | CUAC | OwnerName | Yes | 0.036 | 1 | 2.107 | 4
Other | CUAC | OwnerZIPCode | Yes | 0.036 | 1 | 2.107 | 4
Other | CUAC | PVBillingOption | Yes | 0.107 | 1 | 2.107 | 4
Other | CUAC | ProjectID | Yes | 0.071 | 1 | 2.107 | 4
Other | CUAC | RptOption | Yes | 0.036 | 1 | 2.107 | 4
Other | CUAC | TrashMonthlyCost | Yes | 0.143 | 1 | 2.107 | 4
Other | CUAC | TrashRateType | Yes | 0.036 | 1 | 2.107 | 4
Other | CUAC | UnitType | Yes | 0.036 | 1 | 2.107 | 4
Other | CUAC | WaterMonthlyCost | Yes | 0.143 | 1 | 2.107 | 4
Other | CUAC | WaterRateType | Yes | 0.071 | 1 | 2.107 | 4
Other | CUAC | WaterVolumeCost | Yes | 0.071 | 1 | 2.107 | 4
Other | CartesianPt | Coord | Yes | 7430 | 7430 | 7430 | 7430
Other | ConsAssm | CRRCAgedEmit | Yes | 1.333 | 10 | 19.111 | 79
Other | ConsAssm | CRRCAgedRefl | Yes | 1.444 | 10 | 19.111 | 79
Other | ConsAssm | CRRCInitialEmit | Yes | 1.333 | 10 | 19.111 | 79
Other | ConsAssm | CRRCInitialRefl | Yes | 1.444 | 10 | 19.111 | 79
Other | ConsAssm | CRRCProdID | Yes | 1.444 | 10 | 19.111 | 79
Other | ConsAssm | CompatibleSurfType | Yes | 8.778 | 10 | 19.111 | 79
Other | ConsAssm | ExtRoughness | Yes | 1.111 | 10 | 19.111 | 79
Other | ConsAssm | SlabType | Yes | 1.111 | 10 | 19.111 | 79
Other | ConsAssm | SpecMthd | Yes | 1.111 | 10 | 19.111 | 79
Other | CrvCubic | Coef1 | Yes | 0.875 | 1 | 4 | 7
Other | CrvCubic | Coef2 | Yes | 0.875 | 1 | 4 | 7
Other | CrvCubic | Coef3 | Yes | 0.875 | 1 | 4 | 7
Other | CrvCubic | Coef4 | Yes | 0.875 | 1 | 4 | 7
Other | CrvCubic | MaxOut | Yes | 0.125 | 1 | 4 | 7
Other | CrvCubic | MaxVar1 | Yes | 0.125 | 1 | 4 | 7
Other | CrvCubic | MinOut | Yes | 0.125 | 1 | 4 | 7
Other | CrvCubic | MinVar1 | Yes | 0.125 | 1 | 4 | 7
Other | CrvQuad | Coef1 | Yes | 0.571 | 3 | 3.429 | 4
Other | CrvQuad | Coef2 | Yes | 0.571 | 3 | 3.429 | 4
Other | CrvQuad | Coef3 | Yes | 0.571 | 3 | 3.429 | 4
Other | CrvQuad | MaxOut | Yes | 0.429 | 3 | 3.429 | 4
Other | CrvQuad | MaxVar1 | Yes | 0.429 | 3 | 3.429 | 4
Other | CrvQuad | MinOut | Yes | 0.429 | 3 | 3.429 | 4
Other | CrvQuad | MinVar1 | Yes | 0.429 | 3 | 3.429 | 4
Other | Dr | DrConsRef | Yes | 25 | 25 | 25 | 25
Other | DrCons | CertificationMthd | Yes | 1 | 3 | 3 | 3
Other | DrCons | Open | Yes | 1 | 3 | 3 | 3
Other | DrCons | UFactor | Yes | 1 | 3 | 3 | 3 | Btu/(h·ft²·°F)
Other | DwellUnit | CondFlrArea | Yes | 249 | 1217 | 1233.8 | 1245
Other | DwellUnit | Count | Yes | 249 | 1217 | 1233.8 | 1245
Other | DwellUnit | DryerZoneRef | Yes | 243.4 | 1217 | 1233.8 | 1245
Other | DwellUnit | DwellUnitTypeRef | Yes | 249 | 1217 | 1233.8 | 1245
Other | DwellUnit | WasherZoneRef | Yes | 243.4 | 1217 | 1233.8 | 1245
Other | DwellUnitType | CDNumFloorsServed | Yes | 1.667 | 8 | 120.394 | 195
Other | DwellUnitType | CDSpecFixDists | Yes | 0.788 | 8 | 120.394 | 195
Other | DwellUnitType | CentralExhaustCFM | Yes | 1 | 8 | 120.394 | 195 | cfm
Other | DwellUnitType | CentralSupplyCFM | Yes | 1 | 8 | 120.394 | 195 | cfm
Other | DwellUnitType | CompactDistrib | Yes | 4.788 | 8 | 120.394 | 195
Other | DwellUnitType | CondFlrArea | Yes | 5.909 | 8 | 120.394 | 195
Other | DwellUnitType | CookFuel | Yes | 5.909 | 8 | 120.394 | 195
Other | DwellUnitType | DHWAmbientCond | Yes | 4.909 | 8 | 120.394 | 195
Other | DwellUnitType | DHWSolFracType | Yes | 4.545 | 8 | 120.394 | 195
Other | DwellUnitType | DHWSystemType | Yes | 4.909 | 8 | 120.394 | 195
Other | DwellUnitType | DishUsageMethod | Yes | 1 | 8 | 120.394 | 195
Other | DwellUnitType | DryerFuel | Yes | 5.909 | 8 | 120.394 | 195
Other | DwellUnitType | DryerOption | Yes | 5.909 | 8 | 120.394 | 195
Other | DwellUnitType | HVACDistRef | Yes | 5.909 | 8 | 120.394 | 195
Other | DwellUnitType | HVACFanRef | Yes | 4.909 | 8 | 120.394 | 195
Other | DwellUnitType | HVACSysType | Yes | 5.909 | 8 | 120.394 | 195
Other | DwellUnitType | HaveCook | Yes | 1 | 8 | 120.394 | 195
Other | DwellUnitType | HaveDish | Yes | 1 | 8 | 120.394 | 195
Other | DwellUnitType | HaveRefrig | Yes | 1 | 8 | 120.394 | 195
Other | DwellUnitType | IAQFanCnt | Yes | 4.909 | 8 | 120.394 | 195
Other | DwellUnitType | IAQHasFID | Yes | 4.909 | 8 | 120.394 | 195
Other | DwellUnitType | IAQOption | Yes | 5.909 | 8 | 120.394 | 195
Other | DwellUnitType | IAQSupInletsAccessible | Yes | 4.909 | 8 | 120.394 | 195
Other | DwellUnitType | NumBedrooms | Yes | 5.909 | 8 | 120.394 | 195
Other | DwellUnitType | NumCoolEquipTypes | Yes | 0.242 | 8 | 120.394 | 195
Other | DwellUnitType | NumDHWSysTypes | Yes | 4.909 | 8 | 120.394 | 195
Other | DwellUnitType | NumHeatEquipTypes | Yes | 0.242 | 8 | 120.394 | 195
Other | DwellUnitType | NumHtPumpEquipTypes | Yes | 2.606 | 8 | 120.394 | 195
Other | DwellUnitType | RefrigEffMethod | Yes | 1 | 8 | 120.394 | 195
Other | DwellUnitType | ServesAsDHWHtr | Yes | 4.909 | 8 | 120.394 | 195
Other | DwellUnitType | UsrCompactFactor | Yes | 1.667 | 8 | 120.394 | 195
Other | DwellUnitType | UsrSpecCmpctDist | Yes | 4.394 | 8 | 120.394 | 195
Other | DwellUnitType | WasherOption | Yes | 5.909 | 8 | 120.394 | 195
Other | EUseSummary | AnalysisValid | Yes | 1.293 | 2 | 41.902 | 53
Other | EUseSummary | ComplyMessage | Yes | 1.195 | 2 | 41.902 | 53
Other | EUseSummary | DHW_SSF_Summary | Yes | 0.415 | 2 | 41.902 | 53
Other | EUseSummary | HideCompSmrySrc | Yes | 1.195 | 2 | 41.902 | 53
Other | EUseSummary | HideCompSmryTot | Yes | 1.195 | 2 | 41.902 | 53
Other | EUseSummary | MarginkW | Yes | 1.195 | 2 | 41.902 | 53
Other | EUseSummary | NRCCPRFPayldProcDate | Yes | 0.122 | 2 | 41.902 | 53
Other | EUseSummary | NRCCPRFPayldTransID | Yes | 0.122 | 2 | 41.902 | 53
Other | EUseSummary | PVBattResultsValid | Yes | 1.195 | 2 | 41.902 | 53
Other | EUseSummary | PassFail | Yes | 1.195 | 2 | 41.902 | 53
Other | EUseSummary | PctSavCmpSLCCLbl | Yes | 1.195 | 2 | 41.902 | 53
Other | EUseSummary | PctSavCmpSrcLbl | Yes | 1.195 | 2 | 41.902 | 53
Other | EUseSummary | PctSavEffSLCCLbl | Yes | 1.195 | 2 | 41.902 | 53
Other | EUseSummary | PctSavEffSrcLbl | Yes | 1.195 | 2 | 41.902 | 53
Other | EUseSummary | PctSavSLCCLbl | Yes | 1.195 | 2 | 41.902 | 53
Other | EUseSummary | PctSavSrcLbl | Yes | 1.195 | 2 | 41.902 | 53
Other | EUseSummary | PctSavingsCmpSLCC | Yes | 1.195 | 2 | 41.902 | 53
Other | EUseSummary | PctSavingsCmpSrc | Yes | 1.195 | 2 | 41.902 | 53
Other | EUseSummary | PctSavingsEffSLCC | Yes | 1.195 | 2 | 41.902 | 53
Other | EUseSummary | PctSavingsEffSrc | Yes | 1.195 | 2 | 41.902 | 53
Other | EUseSummary | PctSavingsSLCC | Yes | 1.195 | 2 | 41.902 | 53
Other | EUseSummary | PctSavingsSrc | Yes | 1.195 | 2 | 41.902 | 53
Other | EUseSummary | PropBatt_Ctrl | Yes | 0.317 | 2 | 41.902 | 53
Other | EUseSummary | PropBatt_Pwr | Yes | 1.195 | 2 | 41.902 | 53
Other | EUseSummary | PropBatt_Size | Yes | 1.195 | 2 | 41.902 | 53
Other | EUseSummary | PropPV_Export | Yes | 1.293 | 2 | 41.902 | 53
Other | EUseSummary | PropPV_PctExport | Yes | 1.293 | 2 | 41.902 | 53
Other | EUseSummary | PropPV_Size | Yes | 1.195 | 2 | 41.902 | 53
Other | EUseSummary | PropPV_SizeMsg | Yes | 0.049 | 2 | 41.902 | 53
Other | EUseSummary | PropPV_Total | Yes | 1.293 | 2 | 41.902 | 53
Other | EUseSummary | StdBatt_Ctrl | Yes | 0.293 | 2 | 41.902 | 53
Other | EUseSummary | StdBatt_Pwr | Yes | 1.195 | 2 | 41.902 | 53
Other | EUseSummary | StdBatt_Size | Yes | 1.195 | 2 | 41.902 | 53
Other | EUseSummary | StdDHW_SSF | Yes | 0.415 | 2 | 41.902 | 53
Other | EUseSummary | StdPVBatteryMsg | Yes | 1.195 | 2 | 41.902 | 53
Other | EUseSummary | StdPV_Export | Yes | 1.195 | 2 | 41.902 | 53
Other | EUseSummary | StdPV_PctExport | Yes | 1.195 | 2 | 41.902 | 53
Other | EUseSummary | StdPV_Size | Yes | 1.195 | 2 | 41.902 | 53
Other | EUseSummary | StdPV_Total | Yes | 1.195 | 2 | 41.902 | 53
Other | EUseSummary | ZoneUMLHs | Yes | 0.341 | 2 | 41.902 | 53
Other | EUseSummary | ZoneUMLHsLoaded | Yes | 1.195 | 2 | 41.902 | 53
Other | ExtFlr | Area | Yes | 2 | 4 | 15.5 | 27 | ft²
Other | ExtFlr | ConsAssmRef | Yes | 13.5 | 4 | 15.5 | 27
Other | FluidSeg | Src | Yes | 8 | 16 | 40 | 64
Other | FluidSeg | Type | Yes | 32 | 16 | 40 | 64
Other | FluidSys | CtrlType | Yes | 0.818 | 2 | 8.091 | 32
Other | FluidSys | DsgnSupWtrDelT | Yes | 0.364 | 2 | 8.091 | 32
Other | FluidSys | DsgnSupWtrTemp | Yes | 0.636 | 2 | 8.091 | 32
Other | FluidSys | FixedSupTemp | Yes | 0.364 | 2 | 8.091 | 32
Other | FluidSys | RstOutdrHi | Yes | 0.455 | 2 | 8.091 | 32
Other | FluidSys | RstOutdrLow | Yes | 0.455 | 2 | 8.091 | 32
Other | FluidSys | RstSupHi | Yes | 0.455 | 2 | 8.091 | 32
Other | FluidSys | RstSupLow | Yes | 0.455 | 2 | 8.091 | 32
Other | FluidSys | TempCtrl | Yes | 0.182 | 2 | 8.091 | 32
Other | FluidSys | TreeState | Yes | 1 | 2 | 8.091 | 32
Other | FluidSys | Type | Yes | 2.909 | 2 | 8.091 | 32
Other | HtRej | CapRtd | Yes | 0.4 | 2 | 3.2 | 4
Other | HtRej | FluidSegInRef | Yes | 0.8 | 2 | 3.2 | 4
Other | HtRej | FluidSegOutRef | Yes | 0.8 | 2 | 3.2 | 4
Other | HtRej | ModCtrl | Yes | 0.4 | 2 | 3.2 | 4
Other | HtRej | Type | Yes | 0.8 | 2 | 3.2 | 4
Other | IntFlr | AdjacentSpcRef | Yes | 60 | 30 | 135 | 195
Other | IntFlr | Area | Yes | 10 | 30 | 135 | 195 | ft²
Other | IntFlr | ConsAssmRef | Yes | 65 | 30 | 135 | 195
Other | Lum | Pwr | Yes | 1 | 1 | 1 | 1
Other | Mat | CavityIns | Yes | 0.833 | 5 | 71.167 | 205
Other | Mat | CodeCat | Yes | 34.167 | 5 | 71.167 | 205
Other | Mat | CodeItem | Yes | 33.667 | 5 | 71.167 | 205
Other | Mat | FrmConfig | Yes | 0.833 | 5 | 71.167 | 205
Other | Mat | FrmDepth | Yes | 0.833 | 5 | 71.167 | 205
Other | Mat | FrmMat | Yes | 0.833 | 5 | 71.167 | 205
Other | ProjVar | ExcptCondHERSKitHood | Yes | 0.25 | 1 | 38.5 | 51
Other | ProjVar | ExcptCondNarrative | Yes | 12.75 | 1 | 38.5 | 51
Other | ProjVar | ExcptCondNoClgSys | Yes | 12.75 | 1 | 38.5 | 51
Other | ProjVar | ExcptCondRtdCap | Yes | 12.75 | 1 | 38.5 | 51
Other | Pump | FlowCap | Yes | 0.286 | 1 | 5.571 | 18 | gpm
Other | Pump | FlowMin | Yes | 0.857 | 1 | 5.571 | 18 | gpm
Other | Pump | MtrEff | Yes | 0.429 | 1 | 5.571 | 18
Other | Pump | MtrHP | Yes | 0.571 | 1 | 5.571 | 18
Other | Pump | OperCtrl | Yes | 0.714 | 1 | 5.571 | 18
Other | Pump | SpdCtrl | Yes | 2.571 | 1 | 5.571 | 18
Other | Pump | TotHd | Yes | 0.143 | 1 | 5.571 | 18
Other | ResAttic | Construction | Yes | 0.833 | 5 | 5 | 5
Other | ResAttic | RoofEmiss | Yes | 0.833 | 5 | 5 | 5
Other | ResAttic | RoofRise | Yes | 0.833 | 5 | 5 | 5
Other | ResAttic | RoofSolReflect | Yes | 0.833 | 5 | 5 | 5
Other | ResAttic | Status | Yes | 0.833 | 5 | 5 | 5
Other | ResAttic | Type | Yes | 0.833 | 5 | 5 | 5
Other | ResClgSys | ACCharge | Yes | 4.222 | 4 | 32.444 | 41
Other | ResClgSys | AutoSize | Yes | 4.556 | 4 | 32.444 | 41
Other | ResClgSys | EER | Yes | 0.444 | 4 | 32.444 | 41
Other | ResClgSys | EffMetric | Yes | 4.556 | 4 | 32.444 | 41
Other | ResClgSys | IsZonal | Yes | 4.556 | 4 | 32.444 | 41
Other | ResClgSys | RefrigerantType | Yes | 4.556 | 4 | 32.444 | 41
Other | ResClgSys | SEER | Yes | 0.444 | 4 | 32.444 | 41
Other | ResClgSys | Type | Yes | 4.556 | 4 | 32.444 | 41
Other | ResClgSys | UseEERinAnalysis | Yes | 4.556 | 4 | 32.444 | 41
Other | ResConsAssm | AbvDeckInsulLayer | Yes | 7.324 | 2 | 179.622 | 278
Other | ResConsAssm | AbvDeckInsulLayerRVal | Yes | 0.243 | 2 | 179.622 | 278
Other | ResConsAssm | AtticFloorLayer | Yes | 6.243 | 2 | 179.622 | 278
Other | ResConsAssm | CanAssignTo | Yes | 7.514 | 2 | 179.622 | 278
Other | ResConsAssm | CavInsulOverFrame | Yes | 0.216 | 2 | 179.622 | 278
Other | ResConsAssm | CavityLayer | Yes | 7.486 | 2 | 179.622 | 278
Other | ResConsAssm | FireRtdFlag | Yes | 0.054 | 2 | 179.622 | 278
Other | ResConsAssm | FloorDeckLayer | Yes | 6.297 | 2 | 179.622 | 278
Other | ResConsAssm | FloorSurfaceLayer | Yes | 6.297 | 2 | 179.622 | 278
Other | ResConsAssm | FlrConcreteFillLayer | Yes | 6.243 | 2 | 179.622 | 278
Other | ResConsAssm | FlrExtConditions | Yes | 0.081 | 2 | 179.622 | 278
Other | ResConsAssm | FlrExtFinishLayer | Yes | 6.243 | 2 | 179.622 | 278
Other | ResConsAssm | FrameLayer | Yes | 7.486 | 2 | 179.622 | 278
Other | ResConsAssm | Furring2Layer | Yes | 6.27 | 2 | 179.622 | 278
Other | ResConsAssm | FurringInsul2Layer | Yes | 6.27 | 2 | 179.622 | 278
Other | ResConsAssm | FurringInsul2LayerRVal | Yes | 0.405 | 2 | 179.622 | 278
Other | ResConsAssm | FurringInsulLayer | Yes | 6.243 | 2 | 179.622 | 278
Other | ResConsAssm | FurringInsulLayerRVal | Yes | 0.351 | 2 | 179.622 | 278
Other | ResConsAssm | FurringLayer | Yes | 6.243 | 2 | 179.622 | 278
Other | ResConsAssm | InsideFinishLayer | Yes | 6.432 | 2 | 179.622 | 278
Other | ResConsAssm | MassLayer | Yes | 6.243 | 2 | 179.622 | 278
Other | ResConsAssm | MassThickness | Yes | 6.243 | 2 | 179.622 | 278
Other | ResConsAssm | NonStdSprayFoam | Yes | 0.189 | 2 | 179.622 | 278
Other | ResConsAssm | OtherSideFinishLayer | Yes | 6.27 | 2 | 179.622 | 278
Other | ResConsAssm | RadiantBarrier | Yes | 6.324 | 2 | 179.622 | 278
Other | ResConsAssm | RaisedHeelTruss | Yes | 6.243 | 2 | 179.622 | 278
Other | ResConsAssm | RaisedHeelTrussHeight | Yes | 6.243 | 2 | 179.622 | 278
Other | ResConsAssm | RoofDeckLayer | Yes | 6.243 | 2 | 179.622 | 278
Other | ResConsAssm | RoofingLayer | Yes | 7.351 | 2 | 179.622 | 278
Other | ResConsAssm | RoofingType | Yes | 6.324 | 2 | 179.622 | 278
Other | ResConsAssm | SheathInsul2Layer | Yes | 6.243 | 2 | 179.622 | 278
Other | ResConsAssm | SheathInsul2LayerRVal | Yes | 0.243 | 2 | 179.622 | 278
Other | ResConsAssm | SheathInsulLayer | Yes | 6.27 | 2 | 179.622 | 278
Other | ResConsAssm | SheathInsulLayerRVal | Yes | 1.568 | 2 | 179.622 | 278
Other | ResConsAssm | TreeState | Yes | 1 | 2 | 179.622 | 278
Other | ResConsAssm | Type | Yes | 6.486 | 2 | 179.622 | 278
Other | ResConsAssm | WallExtFinishLayer | Yes | 6.189 | 2 | 179.622 | 278
Other | ResDistSys | DefaultSystem | Yes | 6.833 | 36 | 40.167 | 41
Other | ResDistSys | HERSCheck | Yes | 6 | 36 | 40.167 | 41
Other | ResDistSys | HasBypassDuct | Yes | 6.833 | 36 | 40.167 | 41
Other | ResDistSys | IsLessThanFortyFt | Yes | 6.833 | 36 | 40.167 | 41
Other | ResDistSys | Status | Yes | 6.833 | 36 | 40.167 | 41
Other | ResDistSys | Type | Yes | 6.833 | 36 | 40.167 | 41
Other | ResDr | Area | Yes | 11.25 | 12 | 36.75 | 45 | ft²
Other | ResDr | Status | Yes | 11.25 | 12 | 36.75 | 45
Other | ResDr | Ufactor | Yes | 11.25 | 12 | 36.75 | 45 | Btu/(h·ft²·°F)
Other | ResDr | exUfactor | Yes | 3 | 12 | 36.75 | 45
Other | ResHVACSys | CFIClVentFlow | Yes | 0.333 | 5 | 10.5 | 18 | gpm
Other | ResHVACSys | CFIClVentOption | Yes | 0.333 | 5 | 10.5 | 18
Other | ResHVACSys | CFIClVentPwr | Yes | 0.333 | 5 | 10.5 | 18
Other | ResHVACSys | CoolDucted | Yes | 0.278 | 5 | 10.5 | 18
Other | ResHVACSys | DHWAmbientCond | Yes | 0.333 | 5 | 10.5 | 18
Other | ResHVACSys | DHWExtInsulRVal | Yes | 0.333 | 5 | 10.5 | 18
Other | ResHVACSys | DHWIntInsulRVal | Yes | 0.333 | 5 | 10.5 | 18
Other | ResHVACSys | DHWTankVolume | Yes | 0.333 | 5 | 10.5 | 18 | gal
Other | ResHVACSys | DistribSystem | Yes | 1 | 5 | 10.5 | 18
Other | ResHVACSys | Fan | Yes | 0.333 | 5 | 10.5 | 18
Other | ResHVACSys | HeatDucted | Yes | 0.278 | 5 | 10.5 | 18
Other | ResHVACSys | HtPumpDucted | Yes | 0.944 | 5 | 10.5 | 18
Other | ResHVACSys | NumCoolSystemTypes | Yes | 1 | 5 | 10.5 | 18
Other | ResHVACSys | NumHeatSystemTypes | Yes | 1 | 5 | 10.5 | 18
Other | ResHVACSys | NumHtPumpSystemTypes | Yes | 1 | 5 | 10.5 | 18
Other | ResHVACSys | ServesAsDHWHtr | Yes | 0.333 | 5 | 10.5 | 18
Other | ResHVACSys | Status | Yes | 1 | 5 | 10.5 | 18
Other | ResHVACSys | Type | Yes | 1 | 5 | 10.5 | 18
Other | ResHtgSys | AutoSize | Yes | 20.5 | 41 | 41 | 41
Other | ResHtgSys | Type | Yes | 20.5 | 41 | 41 | 41
Other | ResIAQVentRpt | DwellUnitRef | Yes | 233.333 | 1224 | 1312 | 1400
Other | ResIAQVentRpt | DwellUnitTypeRef | Yes | 233.333 | 1224 | 1312 | 1400
Other | ResIAQVentRpt | DwellingUnitCnt | Yes | 233.333 | 1224 | 1312 | 1400
Other | ResIAQVentRpt | IAQFanCnt | Yes | 204 | 1224 | 1312 | 1400
Other | ResIAQVentRpt | IAQFanIdx | Yes | 204 | 1224 | 1312 | 1400
Other | ResIAQVentRpt | IAQFanRef | Yes | 204 | 1224 | 1312 | 1400
Other | ResLpTankHtr | TankOutside | Yes | 8.2 | 38 | 39.8 | 41
Other | ResLpTankHtr | TankZone | Yes | 7.6 | 38 | 39.8 | 41
Other | ResLpTankHtr | whEF | Yes | 7.6 | 38 | 39.8 | 41
Other | ResLpTankHtr | whResHtPwr | Yes | 8.2 | 38 | 39.8 | 41
Other | ResLpTankHtr | whVol | Yes | 8.2 | 38 | 39.8 | 41
Other | ResMat | Conductivity | Yes | 306.143 | 626 | 1615 | 2227
Other | ResMat | ConductivityCT | Yes | 258.714 | 626 | 1615 | 2227
Other | ResMat | ConductivityQII | Yes | 216.714 | 626 | 1615 | 2227
Other | ResMat | Density | Yes | 318.143 | 626 | 1615 | 2227
Other | ResMat | RValPerInch | Yes | 89.429 | 626 | 1615 | 2227
Other | ResMat | SpecHeat | Yes | 318.143 | 626 | 1615 | 2227
Other | ResMat | Thickness | Yes | 107.714 | 626 | 1615 | 2227
Other | ResOpening | BottomHt | Yes | 9.5 | 38 | 38 | 38
Other | ResOpening | Height | Yes | 9.5 | 38 | 38 | 38
Other | ResOpening | Outside | Yes | 9.5 | 38 | 38 | 38
Other | ResOpening | Width | Yes | 9.5 | 38 | 38 | 38
Other | ResOtherZn | AirFlowMeter | Yes | 6.941 | 4 | 389.235 | 526 | cfm
Other | ResOtherZn | AirSys_Type | Yes | 1.294 | 4 | 389.235 | 526
Other | ResOtherZn | Area | Yes | 30.941 | 4 | 389.235 | 526 | ft²
Other | ResOtherZn | Bottom | Yes | 30.941 | 4 | 389.235 | 526
Other | ResOtherZn | CeilingHeight | Yes | 30.941 | 4 | 389.235 | 526
Other | ResOtherZn | DryerFuel | Yes | 30.941 | 4 | 389.235 | 526
Other | ResOtherZn | ExhstOutsideOpening | Yes | 0.235 | 4 | 389.235 | 526
Other | ResOtherZn | FloorHeight | Yes | 30.941 | 4 | 389.235 | 526
Other | ResOtherZn | IAQOption | Yes | 2.353 | 4 | 389.235 | 526
Other | ResOtherZn | NumStories | Yes | 30.941 | 4 | 389.235 | 526
Other | ResOtherZn | SpcFunc | Yes | 30.941 | 4 | 389.235 | 526
Other | ResOtherZn | TreeState | Yes | 23.706 | 4 | 389.235 | 526
Other | ResOtherZn | Type | Yes | 30.941 | 4 | 389.235 | 526
Other | ResOtherZn | VentSpcFunc | Yes | 30.941 | 4 | 389.235 | 526
Other | ResOtherZn | WinHeadHeight | Yes | 30.941 | 4 | 389.235 | 526
Other | ResOtherZn | ozDHWSys | Yes | 14.588 | 4 | 389.235 | 526
Other | ResOtherZn | ozHVACSystem | Yes | 30.706 | 4 | 389.235 | 526
Other | ResProj | ACH50 | Yes | 0.016 | 1 | 36.213 | 42
Other | ResProj | Address | Yes | 0.672 | 1 | 36.213 | 42
Other | ResProj | AllOrientations | Yes | 0.672 | 1 | 36.213 | 42
Other | ResProj | AllowExcessPVEDR | Yes | 0.672 | 1 | 36.213 | 42
Other | ResProj | BattGridHarmCredit | Yes | 0.672 | 1 | 36.213 | 42
Other | ResProj | BattMaxCap | Yes | 0.672 | 1 | 36.213 | 42
Other | ResProj | CALGreen | Yes | 0.672 | 1 | 36.213 | 42
Other | ResProj | CSEInpRpt_AirNetDetails | Yes | 0.066 | 1 | 36.213 | 42
Other | ResProj | CSERpt_AllRSysHrly | Yes | 0.033 | 1 | 36.213 | 42
Other | ResProj | CSERpt_HVACDescrip | Yes | 0.672 | 1 | 36.213 | 42
Other | ResProj | CSERpt_HtPumpHtg | Yes | 0.672 | 1 | 36.213 | 42
Other | ResProj | CSERpt_Infiltration | Yes | 0.098 | 1 | 36.213 | 42
Other | ResProj | CSERpt_Mtr_All | Yes | 0.672 | 1 | 36.213 | 42
Other | ResProj | CSERpt_Mtr_All_CD | Yes | 0.672 | 1 | 36.213 | 42
Other | ResProj | CSERpt_Mtr_All_DD | Yes | 0.672 | 1 | 36.213 | 42
Other | ResProj | CSERpt_Mtr_All_HD | Yes | 0.672 | 1 | 36.213 | 42
Other | ResProj | CSERpt_Mtr_Elec | Yes | 0.672 | 1 | 36.213 | 42
Other | ResProj | CSERpt_Mtr_Elec_CD | Yes | 0.672 | 1 | 36.213 | 42
Other | ResProj | CSERpt_Mtr_Elec_DD | Yes | 0.672 | 1 | 36.213 | 42
Other | ResProj | CSERpt_Mtr_Elec_HD | Yes | 0.672 | 1 | 36.213 | 42
Other | ResProj | CSERpt_Mtr_NGas | Yes | 0.672 | 1 | 36.213 | 42
Other | ResProj | CSERpt_Mtr_NGas_CD | Yes | 0.672 | 1 | 36.213 | 42
Other | ResProj | CSERpt_Mtr_NGas_DD | Yes | 0.672 | 1 | 36.213 | 42
Other | ResProj | CSERpt_Mtr_NGas_HD | Yes | 0.672 | 1 | 36.213 | 42
Other | ResProj | CSERpt_Mtr_Othr | Yes | 0.672 | 1 | 36.213 | 42
Other | ResProj | CSERpt_Mtr_Othr_CD | Yes | 0.672 | 1 | 36.213 | 42
Other | ResProj | CSERpt_Mtr_Othr_DD | Yes | 0.672 | 1 | 36.213 | 42
Other | ResProj | CSERpt_Mtr_Othr_HD | Yes | 0.672 | 1 | 36.213 | 42
Other | ResProj | CSERpt_ZnDataDump | Yes | 0.672 | 1 | 36.213 | 42
Other | ResProj | CSERpt_ZnEnergy | Yes | 0.672 | 1 | 36.213 | 42
Other | ResProj | CSERpt_ZnEnergy_CD | Yes | 0.672 | 1 | 36.213 | 42
Other | ResProj | CSERpt_ZnEnergy_DD | Yes | 0.672 | 1 | 36.213 | 42
Other | ResProj | CSERpt_ZnEnergy_HD | Yes | 0.672 | 1 | 36.213 | 42
Other | ResProj | CentralMFamLaundry | Yes | 0.672 | 1 | 36.213 | 42
Other | ResProj | DfltMFamLaundryZn | Yes | 0.672 | 1 | 36.213 | 42
Other | ResProj | HERSDHW | Yes | 0.59 | 1 | 36.213 | 42
Other | ResProj | HERSDist | Yes | 0.59 | 1 | 36.213 | 42
Other | ResProj | HERSFan | Yes | 0.59 | 1 | 36.213 | 42
Other | ResProj | HERSProj | Yes | 0.59 | 1 | 36.213 | 42
Other | ResProj | HasGarage | Yes | 0.672 | 1 | 36.213 | 42
Other | ResProj | IAQHasFID | Yes | 0.689 | 1 | 36.213 | 42
Other | ResProj | IAQSupInletsAccessible | Yes | 0.689 | 1 | 36.213 | 42
Other | ResProj | InCmntySlrProjTerritory | Yes | 0.623 | 1 | 36.213 | 42
Other | ResProj | InsulConsQuality | Yes | 0.656 | 1 | 36.213 | 42
Other | ResProj | IsMultiFamily | Yes | 0.672 | 1 | 36.213 | 42
Other | ResProj | IsVerified | Yes | 0.672 | 1 | 36.213 | 42
Other | ResProj | NumAddBedrooms | Yes | 0.082 | 1 | 36.213 | 42
Other | ResProj | PVCompCredit | Yes | 0.672 | 1 | 36.213 | 42
Other | ResProj | PVWDCSysSize | Yes | 0.672 | 1 | 36.213 | 42
Other | ResProj | ProjInclKitchen | Yes | 0.689 | 1 | 36.213 | 42
Other | ResProj | ReducedPVReq | Yes | 0.672 | 1 | 36.213 | 42
Other | ResProj | ReportInclPropOnly | Yes | 0.623 | 1 | 36.213 | 42
Other | ResProj | ReportIncludeFile | Yes | 0.049 | 1 | 36.213 | 42
Other | ResProj | SimSpeedOption | Yes | 0.672 | 1 | 36.213 | 42
Other | ResProj | SpecifyTargetDRtg | Yes | 0.672 | 1 | 36.213 | 42
Other | ResProj | SpeclFeatrs | Yes | 0.59 | 1 | 36.213 | 42
Other | ResProj | Status | Yes | 0.672 | 1 | 36.213 | 42
Other | ResProj | TakeCntrlElecDHWSlrPVCred | Yes | 0.115 | 1 | 36.213 | 42
Other | ResProj | UnitClVentOption | Yes | 0.672 | 1 | 36.213 | 42
Other | ResProj | UseDefaultACH50 | Yes | 0.689 | 1 | 36.213 | 42
Other | ResProj | WeatherFileName | Yes | 0.59 | 1 | 36.213 | 42
Other | ResSCSysRpt | HVACDistRef | Yes | 466.667 | 1400 | 1400 | 1400
Other | ResSCSysRpt | HVACFanRef | Yes | 466.667 | 1400 | 1400 | 1400
Other | ResSCSysRpt | HtPumpSystem | Yes | 466.667 | 1400 | 1400 | 1400
Other | ResSlabFlr | Area | Yes | 53.556 | 6 | 429.111 | 482 | ft²
Other | ResSlabFlr | EdgeInsulOption | Yes | 53.556 | 6 | 429.111 | 482
Other | ResSlabFlr | EdgeInsulation | Yes | 53.556 | 6 | 429.111 | 482
Other | ResSlabFlr | HeatedSlab | Yes | 53.556 | 6 | 429.111 | 482
Other | ResSlabFlr | Perimeter | Yes | 53.556 | 6 | 429.111 | 482
Other | ResSlabFlr | Status | Yes | 53.556 | 6 | 429.111 | 482
Other | ResSlabFlr | Surface | Yes | 0.667 | 6 | 429.111 | 482
Other | ResSlabFlr | exEdgeInsulOption | Yes | 53.556 | 6 | 429.111 | 482
Other | ResSlabFlr | exSurface | Yes | 53.556 | 6 | 429.111 | 482
Other | ResUndgrFlr | Area | Yes | 1.5 | 6 | 6 | 6 | ft²
Other | ResUndgrFlr | DepthBelowGrade | Yes | 1.5 | 6 | 6 | 6
Other | ResUndgrFlr | Status | Yes | 1.5 | 6 | 6 | 6
Other | ResUndgrFlr | Surface | Yes | 1.5 | 6 | 6 | 6
Other | ResWtrHtr | ASHPTSrcOutside | Yes | 2.19 | 8 | 106.19 | 174
Other | ResWtrHtr | AmbientCond | Yes | 7.667 | 8 | 106.19 | 174
Other | ResWtrHtr | ElecMiniTankPower | Yes | 8.238 | 8 | 106.19 | 174 | W
Other | ResWtrHtr | EnergyFactor | Yes | 5 | 8 | 106.19 | 174
Other | ResWtrHtr | ExtInsulRVal | Yes | 7.333 | 8 | 106.19 | 174
Other | ResWtrHtr | FirstHourRating | Yes | 0.571 | 8 | 106.19 | 174
Other | ResWtrHtr | HPWHBrand | Yes | 8.238 | 8 | 106.19 | 174
Other | ResWtrHtr | HPWHCategory | Yes | 7.381 | 8 | 106.19 | 174
Other | ResWtrHtr | HPWHComModel | Yes | 4.429 | 8 | 106.19 | 174
Other | ResWtrHtr | HPWHModel | Yes | 8.238 | 8 | 106.19 | 174
Other | ResWtrHtr | HasElecMiniTank | Yes | 8.238 | 8 | 106.19 | 174
Other | ResWtrHtr | HeaterElementType | Yes | 8.286 | 8 | 106.19 | 174
Other | ResWtrHtr | IntInsulRVal | Yes | 6.762 | 8 | 106.19 | 174
Other | ResWtrHtr | NonStdTankVolume | Yes | 0.381 | 8 | 106.19 | 174 | gal
Other | ResWtrHtr | RatedFlow | Yes | 2.524 | 8 | 106.19 | 174 | gpm
Other | ResWtrHtr | RecovEff | Yes | 2.619 | 8 | 106.19 | 174
Other | ResWtrHtr | StandbyLossFrac | Yes | 3 | 8 | 106.19 | 174
Other | ResWtrHtr | TankOutside | Yes | 3.619 | 8 | 106.19 | 174
Other | ResWtrHtr | TankType | Yes | 7.476 | 8 | 106.19 | 174
Other | ResWtrHtr | TankVolume | Yes | 2.095 | 8 | 106.19 | 174 | gal
Other | ResWtrHtr | TankZone | Yes | 1.905 | 8 | 106.19 | 174
Other | ResZn | AffordableHousing | Yes | 7.8 | 117 | 761.733 | 875
Other | ResZn | AirFlowMeter | Yes | 14.133 | 117 | 761.733 | 875 | cfm
Other | ResZn | Bottom | Yes | 58.333 | 117 | 761.733 | 875
Other | ResZn | CeilingHeight | Yes | 58.333 | 117 | 761.733 | 875
Other | ResZn | DHWSys1Status | Yes | 58.333 | 117 | 761.733 | 875
Other | ResZn | DHWSys2Status | Yes | 55.6 | 117 | 761.733 | 875
Other | ResZn | DHWSys2Verified | Yes | 55.6 | 117 | 761.733 | 875
Other | ResZn | FloorArea | Yes | 58.333 | 117 | 761.733 | 875
Other | ResZn | FloorHeight | Yes | 58.333 | 117 | 761.733 | 875
Other | ResZn | HVACSysStatus | Yes | 58.333 | 117 | 761.733 | 875
Other | ResZn | NumStories | Yes | 58.333 | 117 | 761.733 | 875
Other | ResZn | Status | Yes | 58.333 | 117 | 761.733 | 875
Other | ResZn | TreeState | Yes | 45.267 | 117 | 761.733 | 875
Other | ResZn | Type | Yes | 58.333 | 117 | 761.733 | 875
Other | ResZn | WinHeadHeight | Yes | 58.333 | 117 | 761.733 | 875
Other | ResZnGrp | FlrToCeilingHgt | Yes | 0.8 | 4 | 14.4 | 56
Other | ResZnGrp | FlrToFlrHgt | Yes | 0.8 | 4 | 14.4 | 56
Other | ResZnGrp | Mult | Yes | 0.8 | 4 | 14.4 | 56
Other | ResZnGrp | NumStories | Yes | 0.8 | 4 | 14.4 | 56
Other | ResZnGrp | TreeState | Yes | 11.2 | 4 | 14.4 | 56
Other | RulesetFilename | AirBarrier | Yes | 0.088 | 1 | 9.978 | 53
Other | RulesetFilename | AnalysisType | Yes | 0.321 | 1 | 9.978 | 53
Other | RulesetFilename | AnnualWeatherFile | Yes | 0.022 | 1 | 9.978 | 53
Other | RulesetFilename | AnnualWeatherFileNoPath | Yes | 0.022 | 1 | 9.978 | 53
Other | RulesetFilename | AutoDayltgRpt | Yes | 0.007 | 1 | 9.978 | 53
Other | RulesetFilename | AutoEffInput | Yes | 0.387 | 1 | 9.978 | 53
Other | RulesetFilename | AutoHardSize | Yes | 0.387 | 1 | 9.978 | 53
Other | RulesetFilename | AutoHardSizeAirFlowPerSqFt | Yes | 0.007 | 1 | 9.978 | 53 | cfm
Other | RulesetFilename | AutoHardSizeAirFlowPerTon | Yes | 0.007 | 1 | 9.978 | 53 | cfm
Other | RulesetFilename | AutoTimeSwitchRpt | Yes | 0.007 | 1 | 9.978 | 53
Other | RulesetFilename | BldgEngyModelVersion | Yes | 0.387 | 1 | 9.978 | 53
Other | RulesetFilename | CUACReport | Yes | 0.029 | 1 | 9.978 | 53
Other | RulesetFilename | CentralElecDHWSolPVCredPct | Yes | 0.007 | 1 | 9.978 | 53
Other | RulesetFilename | City | Yes | 0.036 | 1 | 9.978 | 53
Other | RulesetFilename | CliZn | Yes | 0.307 | 1 | 9.978 | 53
Other | RulesetFilename | CompOptAdd | Yes | 0.015 | 1 | 9.978 | 53
Other | RulesetFilename | CompOptAlt | Yes | 0.015 | 1 | 9.978 | 53
Other | RulesetFilename | CompOptDHW | Yes | 0.307 | 1 | 9.978 | 53
Other | RulesetFilename | CompOptEnve | Yes | 0.007 | 1 | 9.978 | 53
Other | RulesetFilename | CompOptExist | Yes | 0.015 | 1 | 9.978 | 53
Other | RulesetFilename | CompOptLtg | Yes | 0.007 | 1 | 9.978 | 53
Other | RulesetFilename | CompOptMech | Yes | 0.007 | 1 | 9.978 | 53
Other | RulesetFilename | CompOptNew | Yes | 0.007 | 1 | 9.978 | 53
Other | RulesetFilename | CompOptPartLtg | Yes | 0.007 | 1 | 9.978 | 53
Other | RulesetFilename | CompOptPartMech | Yes | 0.007 | 1 | 9.978 | 53
Other | RulesetFilename | CompReportPDF | Yes | 0.051 | 1 | 9.978 | 53
Other | RulesetFilename | CompReportStd | Yes | 0.007 | 1 | 9.978 | 53
Other | RulesetFilename | CompType | Yes | 0.029 | 1 | 9.978 | 53
Other | RulesetFilename | CreateDate | Yes | 0.387 | 1 | 9.978 | 53
Other | RulesetFilename | DDWeatherFile | Yes | 0.022 | 1 | 9.978 | 53
Other | RulesetFilename | DebugScreen | Yes | 0.314 | 1 | 9.978 | 53
Other | RulesetFilename | DefaultDayltgCtrls | Yes | 0.38 | 1 | 9.978 | 53
Other | RulesetFilename | DemandResponsiveRpt | Yes | 0.007 | 1 | 9.978 | 53
Other | RulesetFilename | ElecMandComp | Yes | 0.007 | 1 | 9.978 | 53
Other | RulesetFilename | Elevation | Yes | 0.007 | 1 | 9.978 | 53
Other | RulesetFilename | ExcptCondNarrative | Yes | 0.015 | 1 | 9.978 | 53
Other | RulesetFilename | ExcptCondNoClgSys | Yes | 0.015 | 1 | 9.978 | 53
Other | RulesetFilename | ExcptCondRtdCap | Yes | 0.015 | 1 | 9.978 | 53
Other | RulesetFilename | GasType | Yes | 0.307 | 1 | 9.978 | 53
Other | RulesetFilename | GeometryInpType | Yes | 0.022 | 1 | 9.978 | 53
Other | RulesetFilename | HVACAutoSizing | Yes | 0.058 | 1 | 9.978 | 53
Other | RulesetFilename | InCmntySlrProjTerritory | Yes | 0.007 | 1 | 9.978 | 53
Other | RulesetFilename | InstitutionalTuningPAFRpt | Yes | 0.007 | 1 | 9.978 | 53
Other | RulesetFilename | Lat | Yes | 0.007 | 1 | 9.978 | 53
Other | RulesetFilename | Long | Yes | 0.007 | 1 | 9.978 | 53
Other | RulesetFilename | MandCompChk | Yes | 0.007 | 1 | 9.978 | 53
Other | RulesetFilename | MandatoryLtgCtrlIsBldgDemandResponseCtrlRpt | Yes | 0.007 | 1 | 9.978 | 53
Other | RulesetFilename | MandatoryLtgCtrlIsBldgShutOffCtrlRpt | Yes | 0.007 | 1 | 9.978 | 53
Other | RulesetFilename | ModDate | Yes | 0.387 | 1 | 9.978 | 53
Other | RulesetFilename | NRCAEnv02F | Yes | 0.007 | 1 | 9.978 | 53
Other | RulesetFilename | NRCALti02A | Yes | 0.007 | 1 | 9.978 | 53
Other | RulesetFilename | NRCALti03A | Yes | 0.007 | 1 | 9.978 | 53
Other | RulesetFilename | NRCALti04A | Yes | 0.007 | 1 | 9.978 | 53
Other | RulesetFilename | NRCALti05A | Yes | 0.007 | 1 | 9.978 | 53
Other | RulesetFilename | NRCALto02A | Yes | 0.007 | 1 | 9.978 | 53
Other | RulesetFilename | NRCAPrc01F | Yes | 0.007 | 1 | 9.978 | 53
Other | RulesetFilename | NRCAPrc02F | Yes | 0.007 | 1 | 9.978 | 53
Other | RulesetFilename | NRCAPrc03F | Yes | 0.007 | 1 | 9.978 | 53
Other | RulesetFilename | NRCAPrc04F | Yes | 0.007 | 1 | 9.978 | 53
Other | RulesetFilename | NRCAPrc05F | Yes | 0.007 | 1 | 9.978 | 53
Other | RulesetFilename | NRCAPrc06F | Yes | 0.007 | 1 | 9.978 | 53
Other | RulesetFilename | NRCAPrc07F | Yes | 0.007 | 1 | 9.978 | 53
Other | RulesetFilename | NRCAPrc08F | Yes | 0.007 | 1 | 9.978 | 53
Other | RulesetFilename | NRCAPrc12F | Yes | 0.007 | 1 | 9.978 | 53
Other | RulesetFilename | NRCAPrc13F | Yes | 0.007 | 1 | 9.978 | 53
Other | RulesetFilename | NRCAPrc14F | Yes | 0.007 | 1 | 9.978 | 53
Other | RulesetFilename | NRCAPrc15F | Yes | 0.007 | 1 | 9.978 | 53
Other | RulesetFilename | NRCAPrc16A | Yes | 0.007 | 1 | 9.978 | 53
Other | RulesetFilename | NRCIElc01E | Yes | 0.007 | 1 | 9.978 | 53
Other | RulesetFilename | NRCIEnv01E | Yes | 0.007 | 1 | 9.978 | 53
Other | RulesetFilename | NRCILti01E | Yes | 0.007 | 1 | 9.978 | 53
Other | RulesetFilename | NRCILti02E | Yes | 0.007 | 1 | 9.978 | 53
Other | RulesetFilename | NRCILti03E | Yes | 0.007 | 1 | 9.978 | 53
Other | RulesetFilename | NRCILti04E | Yes | 0.007 | 1 | 9.978 | 53
Other | RulesetFilename | NRCILti05E | Yes | 0.007 | 1 | 9.978 | 53
Other | RulesetFilename | NRCILti06E | Yes | 0.007 | 1 | 9.978 | 53
Other | RulesetFilename | NRCILto01E | Yes | 0.007 | 1 | 9.978 | 53
Other | RulesetFilename | NRCILto02E | Yes | 0.007 | 1 | 9.978 | 53
Other | RulesetFilename | NRCILts01E | Yes | 0.007 | 1 | 9.978 | 53
Other | RulesetFilename | NRCIMch01E | Yes | 0.007 | 1 | 9.978 | 53
Other | RulesetFilename | NRCIPlb01E | Yes | 0.007 | 1 | 9.978 | 53
Other | RulesetFilename | NRCIPlb02E | Yes | 0.007 | 1 | 9.978 | 53
Other | RulesetFilename | NRCIPlb03E | Yes | 0.007 | 1 | 9.978 | 53
Other | RulesetFilename | NRCIPlb21E | Yes | 0.007 | 1 | 9.978 | 53
Other | RulesetFilename | NRCIPlb22E | Yes | 0.007 | 1 | 9.978 | 53
Other | RulesetFilename | NRCIPrc01E | Yes | 0.007 | 1 | 9.978 | 53
Other | RulesetFilename | NRCISpv01E | Yes | 0.007 | 1 | 9.978 | 53
Other | RulesetFilename | NRCVMch04H | Yes | 0.007 | 1 | 9.978 | 53
Other | RulesetFilename | NRCVMch24H | Yes | 0.007 | 1 | 9.978 | 53
Other | RulesetFilename | NRCVMch27H | Yes | 0.007 | 1 | 9.978 | 53
Other | RulesetFilename | NRCVMch32H | Yes | 0.007 | 1 | 9.978 | 53
Other | RulesetFilename | NRCVPlb21H | Yes | 0.007 | 1 | 9.978 | 53
Other | RulesetFilename | NRCVPlb22H | Yes | 0.007 | 1 | 9.978 | 53
Other | RulesetFilename | NatGasAvail | Yes | 0.007 | 1 | 9.978 | 53
Other | RulesetFilename | OccSensorCntRpt | Yes | 0.007 | 1 | 9.978 | 53
Other | RulesetFilename | OutdrCtrlsRpt | Yes | 0.007 | 1 | 9.978 | 53
Other | RulesetFilename | Proj | Yes | 0.387 | 1 | 9.978 | 53
Other | RulesetFilename | ProjFileName | Yes | 0.277 | 1 | 9.978 | 53
Other | RulesetFilename | ProjRemarks | Yes | 0.263 | 1 | 9.978 | 53
Other | RulesetFilename | QuickAnalysis | Yes | 0.007 | 1 | 9.978 | 53
Other | RulesetFilename | ReducedBattReq | Yes | 0.007 | 1 | 9.978 | 53
Other | RulesetFilename | ReducedPVReq | Yes | 0.007 | 1 | 9.978 | 53
Other | RulesetFilename | ResDwellUnits | Yes | 0.299 | 1 | 9.978 | 53
Other | RulesetFilename | ResultsCurrentMessage | Yes | 0.372 | 1 | 9.978 | 53
Other | RulesetFilename | RptComplianceID | Yes | 0.007 | 1 | 9.978 | 53
Other | RulesetFilename | RptGenUIApp | Yes | 0.007 | 1 | 9.978 | 53
Other | RulesetFilename | RptGenUIVer | Yes | 0.007 | 1 | 9.978 | 53
Other | RulesetFilename | Ruleset | Yes | 0.029 | 1 | 9.978 | 53
Other | RulesetFilename | RunDate | Yes | 0.387 | 1 | 9.978 | 53
Other | RulesetFilename | RunDateFmt | Yes | 0.263 | 1 | 9.978 | 53
Other | RulesetFilename | RunDateISO | Yes | 0.263 | 1 | 9.978 | 53
Other | RulesetFilename | RunTitle | Yes | 0.307 | 1 | 9.978 | 53
Other | RulesetFilename | SimVarsDayltg | Yes | 0.007 | 1 | 9.978 | 53
Other | RulesetFilename | SimVarsDr | Yes | 0.007 | 1 | 9.978 | 53
Other | RulesetFilename | SimVarsFen | Yes | 0.007 | 1 | 9.978 | 53
Other | RulesetFilename | SimVarsHVACPri | Yes | 0.015 | 1 | 9.978 | 53
Other | RulesetFilename | SimVarsHVACSec | Yes | 0.328 | 1 | 9.978 | 53
Other | RulesetFilename | SimVarsHVACSecTempFlow | Yes | 0.328 | 1 | 9.978 | 53 | gpm
Other | RulesetFilename | SimVarsHVACZn | Yes | 0.007 | 1 | 9.978 | 53
Other | RulesetFilename | SimVarsHVACZnTempFlow | Yes | 0.007 | 1 | 9.978 | 53 | gpm
Other | RulesetFilename | SimVarsHtRcvry | Yes | 0.007 | 1 | 9.978 | 53
Other | RulesetFilename | SimVarsSite | Yes | 0.007 | 1 | 9.978 | 53
Other | RulesetFilename | SimVarsThrmlEngyStor | Yes | 0.007 | 1 | 9.978 | 53
Other | RulesetFilename | SimVarsThrmlZn | Yes | 0.314 | 1 | 9.978 | 53
Other | RulesetFilename | SimVarsVRFSys | Yes | 0.007 | 1 | 9.978 | 53
Other | RulesetFilename | SimVarsWtrHtr | Yes | 0.007 | 1 | 9.978 | 53
Other | RulesetFilename | SoftwareVersion | Yes | 0.387 | 1 | 9.978 | 53
Other | RulesetFilename | SolAccessRfArea | Yes | 0.007 | 1 | 9.978 | 53
Other | RulesetFilename | SolReadyMandComp | Yes | 0.007 | 1 | 9.978 | 53
Other | RulesetFilename | StAddress | Yes | 0.036 | 1 | 9.978 | 53
Other | RulesetFilename | State | Yes | 0.007 | 1 | 9.978 | 53
Other | RulesetFilename | TakeCentralElecDHWSolPVCred | Yes | 0.007 | 1 | 9.978 | 53
Other | RulesetFilename | UseCommunitySolar | Yes | 0.007 | 1 | 9.978 | 53
Other | RulesetFilename | UseExcptDsgnModel | Yes | 0.299 | 1 | 9.978 | 53
Other | RulesetFilename | WeatherStation | Yes | 0.036 | 1 | 9.978 | 53
Other | RulesetFilename | ZEROCode | Yes | 0.007 | 1 | 9.978 | 53
Other | RulesetFilename | ZipCode | Yes | 0.387 | 1 | 9.978 | 53
Other | SchDay | Hr | Yes | 210 | 420 | 420 | 420
Other | SchDay | Type | Yes | 210 | 420 | 420 | 420
Other | Skylt | FenConsRef | Yes | 398 | 398 | 398 | 398
Other | Spc | Area | Yes | 1 | 1 | 51.75 | 231 | ft²
Other | Spc | CondgType | Yes | 1.167 | 1 | 51.75 | 231
Other | Spc | ElevCnt | Yes | 0.042 | 1 | 51.75 | 231
Other | Spc | ElevLostFrac | Yes | 0.042 | 1 | 51.75 | 231
Other | Spc | EscalCnt | Yes | 0.042 | 1 | 51.75 | 231
Other | Spc | EscalLostFrac | Yes | 0.042 | 1 | 51.75 | 231
Other | Spc | ExhNumFixtures | Yes | 0.125 | 1 | 51.75 | 231
Other | Spc | GuestRmResSpcDHWFeaturesRef | Yes | 1.458 | 1 | 51.75 | 231
Other | Spc | HotelMotelGuestRmCnt | Yes | 0.625 | 1 | 51.75 | 231
Other | Spc | IntLPDReg | Yes | 0.042 | 1 | 51.75 | 231
Other | Spc | IsResCommon | Yes | 0.75 | 1 | 51.75 | 231
Other | Spc | OccSensorCtrl | Yes | 1.125 | 1 | 51.75 | 231
Other | Spc | PriSide100PctControlled | Yes | 0.583 | 1 | 51.75 | 231
Other | Spc | ResDHWSysRef | Yes | 1.458 | 1 | 51.75 | 231
Other | Spc | SHWFluidSegRef | Yes | 3.75 | 1 | 51.75 | 231
Other | Spc | SecSide100PctControlled | Yes | 2.667 | 1 | 51.75 | 231
Other | Spc | Skylit100PctControlled | Yes | 0.042 | 1 | 51.75 | 231
Other | Spc | SkyltReqExcpt | Yes | 0.042 | 1 | 51.75 | 231
Other | Spc | SpcFunc | Yes | 0.792 | 1 | 51.75 | 231
Other | Spc | SpcFuncDefaultsRef | Yes | 8.458 | 1 | 51.75 | 231
Other | Spc | ThrmlZnRef | Yes | 9.625 | 1 | 51.75 | 231
Other | Spc | TreeState | Yes | 9.292 | 1 | 51.75 | 231
Other | Spc | VentPerSpc | Yes | 0.042 | 1 | 51.75 | 231
Other | Spc | Vol | Yes | 8.542 | 1 | 51.75 | 231
Other | SpcFuncDefaults | SHWFluidSegRef | Yes | 4.333 | 1 | 14.667 | 30
Other | SpcFuncDefaults | SpcFunc | Yes | 10 | 1 | 14.667 | 30
Other | SpcFuncDefaults | VentPerArea | Yes | 0.333 | 1 | 14.667 | 30
Other | ThrmlZn | ExhSysRef | Yes | 0.571 | 4 | 38 | 174
Other | ThrmlZn | HVACZnCnt | Yes | 3.286 | 4 | 38 | 174
Other | ThrmlZn | HasUnknownHVAC | Yes | 1.143 | 4 | 38 | 174
Other | ThrmlZn | OperableWinHaveInterlock | Yes | 1 | 4 | 38 | 174
Other | ThrmlZn | Type | Yes | 24.857 | 4 | 38 | 174
Other | ThrmlZn | VentCtrlMthd | Yes | 1 | 4 | 38 | 174
Other | ThrmlZn | VentSysRef | Yes | 6.143 | 4 | 38 | 174
Other | TrmlUnit | Cnt | Yes | 0.444 | 4 | 163.889 | 622
Other | TrmlUnit | FanPwrPerFlow | Yes | 0.667 | 4 | 163.889 | 622 | gpm
Other | TrmlUnit | ParallelBoxFanFlowFrac | Yes | 0.667 | 4 | 163.889 | 622 | gpm
Other | TrmlUnit | PriAirFlowMax | Yes | 0.444 | 4 | 163.889 | 622 | cfm
Other | TrmlUnit | PriAirSegRef | Yes | 12.889 | 4 | 163.889 | 622
Other | TrmlUnit | ReheatCtrlMthd | Yes | 0.889 | 4 | 163.889 | 622
Other | TrmlUnit | TreeState | Yes | 9.667 | 4 | 163.889 | 622
Other | TrmlUnit | Type | Yes | 69.111 | 4 | 163.889 | 622
Other | TrmlUnit | ZnServedRef | Yes | 69.111 | 4 | 163.889 | 622
Other | UndgrFlr | Area | Yes | 3.333 | 3 | 29.333 | 75 | ft²
Other | UndgrFlr | ConsAssmRef | Yes | 25 | 3 | 29.333 | 75
Other | UndgrFlr | TreeState | Yes | 1 | 3 | 29.333 | 75
Other | WtrHtr | CapRtd | Yes | 0.067 | 1 | 6.467 | 18
Other | WtrHtr | CprsrLoc | Yes | 0.067 | 1 | 6.467 | 18
Other | WtrHtr | EF | Yes | 0.067 | 1 | 6.467 | 18
Other | WtrHtr | FirstHrRating | Yes | 0.2 | 1 | 6.467 | 18
Other | WtrHtr | FluidSegMakeupRef | Yes | 1.2 | 1 | 6.467 | 18
Other | WtrHtr | FluidSegOutRef | Yes | 1.2 | 1 | 6.467 | 18
Other | WtrHtr | FuelSrc | Yes | 0.933 | 1 | 6.467 | 18
Other | WtrHtr | InpPwr | Yes | 0.533 | 1 | 6.467 | 18
Other | WtrHtr | IsUEFRtd | Yes | 0.2 | 1 | 6.467 | 18
Other | WtrHtr | RE | Yes | 0.533 | 1 | 6.467 | 18
Other | WtrHtr | StdbyLossFrac | Yes | 0.067 | 1 | 6.467 | 18
Other | WtrHtr | StorCap | Yes | 0.6 | 1 | 6.467 | 18
Other | WtrHtr | StorLoc | Yes | 0.067 | 1 | 6.467 | 18
Other | WtrHtr | Type | Yes | 0.067 | 1 | 6.467 | 18
Other | WtrHtr | UEF | Yes | 0.667 | 1 | 6.467 | 18
Other | ZnSys | BiosftyCabExhFlag | Yes | 0.111 | 1 | 28 | 74
Other | ZnSys | Cnt | Yes | 3.333 | 1 | 28 | 74
Other | ZnSys | ExhFiltersFlag | Yes | 0.111 | 1 | 28 | 74
Other | ZnSys | ExhSysType | Yes | 0.111 | 1 | 28 | 74
Other | ZnSys | FanCtrl | Yes | 3.889 | 1 | 28 | 74
Other | ZnSys | FullyDuctedExhFlag | Yes | 0.111 | 1 | 28 | 74
Other | ZnSys | SubType | Yes | 3.889 | 1 | 28 | 74
Other | ZnSys | TreeState | Yes | 8.222 | 1 | 28 | 74
Other | ZnSys | Type | Yes | 8.222 | 1 | 28 | 74

## ReferenceEdges
Group | Source | Field | Target | Card_min | Card_avg | Card_max | FK_Scope
Envelope | Ceiling | ConsAssmRef | ConsAssm | 3 | 3 | 3 | project (library)
Envelope | ExtWall | ConsAssmRef | ConsAssm | 25 | 101 | 323 | project (library)
Envelope | IntWall | AdjacentSpcRef | AdjacentSpc | 3 | 181.25 | 345 | project
Envelope | IntWall | ConsAssmRef | ConsAssm | 3 | 181.25 | 345 | project (library)
Envelope | Roof | ConsAssmRef | ConsAssm | 5 | 20.4 | 82 | project (library)
Envelope | UndgrWall | ConsAssmRef | ConsAssm | 4 | 4 | 4 | project (library)
Envelope | Win | FenConsRef | FenCons | 33 | 162.5 | 292 | project (library)
HVAC | AirSys | CtrlZnRef | CtrlZn | 1 | 192.706 | 546 | project
HVAC | Chlr | CndsrFluidSegInRef | CndsrFluidSegIn | 2 | 3.4 | 4 | project
HVAC | Chlr | CndsrFluidSegOutRef | CndsrFluidSegOut | 2 | 3.4 | 4 | project
HVAC | Chlr | EvapFluidSegInRef | EvapFluidSegIn | 2 | 3.4 | 4 | project
HVAC | Chlr | EvapFluidSegOutRef | EvapFluidSegOut | 2 | 3.4 | 4 | project
HVAC | CoilClg | FluidSegInRef | FluidSegIn | 7 | 143.375 | 579 | project
HVAC | CoilClg | FluidSegOutRef | FluidSegOut | 7 | 143.375 | 579 | project
HVAC | CoilHtg | FluidSegInRef | FluidSegIn | 3 | 354.714 | 1177 | project
HVAC | CoilHtg | FluidSegOutRef | FluidSegOut | 3 | 354.714 | 1177 | project
HVAC | CoilHtg | HtPumpSuppCoilHtgRef | HtPumpSuppCoilHtg | 3 | 354.714 | 1177 | project
HVAC | HtPump | HtgFluidSegInRef | HtgFluidSegIn | 2 | 2 | 2 | project
HVAC | HtPump | HtgFluidSegOutRef | HtgFluidSegOut | 2 | 2 | 2 | project
HVAC | HtPump | HtgSuppBlrRef | HtgSuppBlr | 2 | 2 | 2 | project
HVAC | OACtrl | AirSegRetRef | AirSegRet | 1 | 186.667 | 531 | project
HVAC | OACtrl | AirSegSupRef | AirSegSup | 1 | 186.667 | 531 | project
HVAC | ResHtPumpSys | HERSHtPumpRef | HERSHtPump | 2 | 22.731 | 53 | project
DHW | ResDHWSys | DHWSolarSysRef | DHWSolarSys | 2 | 87.229 | 177 | project
DHW | ResDHWSysRpt | DHWHeaterRef | DHWHeater | 1224 | 1364.8 | 1400 | project
DHW | ResDHWSysRpt | DHWSysRef | DHWSys | 1224 | 1364.8 | 1400 | project
Other | Blr | FluidSegInRef | FluidSegIn | 2 | 7.5 | 12 | project
Other | Blr | FluidSegOutRef | FluidSegOut | 2 | 7.5 | 12 | project
Other | Dr | DrConsRef | DrCons | 25 | 25 | 25 | project (library)
Other | DwellUnit | DryerZoneRef | DryerZone | 1217 | 1233.8 | 1245 | project
Other | DwellUnit | DwellUnitTypeRef | DwellUnitType | 1217 | 1233.8 | 1245 | project (library)
Other | DwellUnit | WasherZoneRef | WasherZone | 1217 | 1233.8 | 1245 | project
Other | DwellUnitType | HVACDistRef | HVACDist | 8 | 120.394 | 195 | project
Other | DwellUnitType | HVACFanRef | HVACFan | 8 | 120.394 | 195 | project
Other | ExtFlr | ConsAssmRef | ConsAssm | 4 | 15.5 | 27 | project (library)
Other | HtRej | FluidSegInRef | FluidSegIn | 2 | 3.2 | 4 | project
Other | HtRej | FluidSegOutRef | FluidSegOut | 2 | 3.2 | 4 | project
Other | IntFlr | AdjacentSpcRef | AdjacentSpc | 30 | 135 | 195 | project
Other | IntFlr | ConsAssmRef | ConsAssm | 30 | 135 | 195 | project (library)
Other | ResIAQVentRpt | DwellUnitRef | DwellUnit | 1224 | 1312 | 1400 | project
Other | ResIAQVentRpt | DwellUnitTypeRef | DwellUnitType | 1224 | 1312 | 1400 | project (library)
Other | ResIAQVentRpt | IAQFanRef | IAQFan | 1224 | 1312 | 1400 | project
Other | ResSCSysRpt | HVACDistRef | HVACDist | 1400 | 1400 | 1400 | project
Other | ResSCSysRpt | HVACFanRef | HVACFan | 1400 | 1400 | 1400 | project
Other | Skylt | FenConsRef | FenCons | 398 | 398 | 398 | project (library)
Other | Spc | GuestRmResSpcDHWFeaturesRef | GuestRmResSpcDHWFeatures | 1 | 51.75 | 231 | project
Other | Spc | ResDHWSysRef | ResDHWSys | 1 | 51.75 | 231 | project
Other | Spc | SHWFluidSegRef | SHWFluidSeg | 1 | 51.75 | 231 | project
Other | Spc | SpcFuncDefaultsRef | SpcFuncDefaults | 1 | 51.75 | 231 | project
Other | Spc | ThrmlZnRef | ThrmlZn | 1 | 51.75 | 231 | project
Other | SpcFuncDefaults | SHWFluidSegRef | SHWFluidSeg | 1 | 14.667 | 30 | project
Other | ThrmlZn | ExhSysRef | ExhSys | 4 | 38 | 174 | project
Other | ThrmlZn | VentSysRef | VentSys | 4 | 38 | 174 | project
Other | TrmlUnit | PriAirSegRef | PriAirSeg | 4 | 163.889 | 622 | project
Other | TrmlUnit | ZnServedRef | ZnServed | 4 | 163.889 | 622 | project
Other | UndgrFlr | ConsAssmRef | ConsAssm | 3 | 29.333 | 75 | project (library)
Other | WtrHtr | FluidSegMakeupRef | FluidSegMakeup | 1 | 6.467 | 18 | project
Other | WtrHtr | FluidSegOutRef | FluidSegOut | 1 | 6.467 | 18 | project

## Conventions
Topic | Notes
IDs | Primary key is `(Group,Object)` in 2025 relational schema. Normalize whitespace; preserve case; exact FK match.
Geometry | Azimuth: 0–360 deg; Tilt: 0–180 deg; Areas in ft²; BoundaryCondition maps to HBJSON boundary rules.
InfiltrationDefaults | If infiltration_basis omitted ⇒ default ACH50 at 50 Pa.
Ratings | SEER/IEER/EER/HSPF are distinct ratings; do not alias.

## Provenance
Key | Value
GeneratedAtUTC | 2025-09-11T01:52:43.446895
CodeCycle | 2025
Format | CBECC Relational
SourceFiles | EMTools_Schema_2025_ByObject.xlsx